## 1_11_3 (4.2_4.21 4.5)
Nc Tech Ref Id | Id effacées car dans TRAJ | Tech msg item # | Tech msg name | In tech msg | parameter code (V6) | description | NcTechParamName(decoderv3.0) | Description
10 | - | -1 | statistics on Argos or GPS received data | 0 | NUMBER_ArgosPositions_COUNT | total number of Argos positions received. | NUMBER_ArgosPositions_COUNT | total number of Argos locations received
11 | - | -1 | statistics on Argos received data | 0 | NUMBER_ArgosPositioningClass0_COUNT | positioning (ARGOS message) - Class 0 - accuracy >1500m radius | NUMBER_ArgosPositioningClass0_COUNT | number of class 0 Argos locations received
12 | - | -1 | statistics on Argos received data | 0 | NUMBER_ArgosPositioningClass1_COUNT | positioning (ARGOS message) - Class 1 - accuracy better than 1500m radius | NUMBER_ArgosPositioningClass1_COUNT | number of class 1 Argos locations received
13 | - | -1 | statistics on Argos received data | 0 | NUMBER_ArgosPositioningClass2_COUNT | positioning (ARGOS message) - Class 2 - accuracy better than 500m radius | NUMBER_ArgosPositioningClass2_COUNT | number of class 2 Argos locations received
14 | - | -1 | statistics on Argos received data | 0 | NUMBER_ArgosPositioningClass3_COUNT | positioning (ARGOS message) - Class 3 - accuracy better than 250m radius | NUMBER_ArgosPositioningClass3_COUNT | number of class 3 Argos locations received
15 | - | -1 | statistics on Argos received data | 0 | NUMBER_ArgosPositioningClassA_COUNT | positioning (ARGOS message) - Class A | NUMBER_ArgosPositioningClassA_COUNT | number of class A Argos locations received
16 | - | -1 | statistics on Argos received data | 0 | NUMBER_ArgosPositioningClassB_COUNT | positioning (ARGOS message) - Class B | NUMBER_ArgosPositioningClassB_COUNT | number of class B Argos locations received
17 | - | -1 | statistics on Argos received data | 0 | NUMBER_ArgosPositioningClassZ_COUNT | positioning (ARGOS message) - Class Z | NUMBER_ArgosPositioningClassZ_COUNT | number of class Z Argos locations received
20 | - | -1 | statistics on Argos received data | 0 | NUMBER_TransmissionFloatFramesComplete_COUNT | Transmission (PROVOR frames) - Complete | NUMBER_TransmissionFloatFramesComplete_COUNT | total number of float frames received
21 | - | -1 | statistics on Argos received data | 0 | NUMBER_TransmissionFloatFramesCrcOk_COUNT | Transmission (PROVOR frames) - CRC OK | NUMBER_TransmissionFloatFramesCrcOk_COUNT | number of float frames received with a good CRC
22 | - | -1 | statistics on Argos received data | 0 | NUMBER_TransmissionFloatFramesTechnicalOk_COUNT | Transmission (PROVOR frames) - Technical OK | NUMBER_TransmissionFloatFramesTechnicalOk_COUNT | number of float technical frames with a good CRC
TRAJ | 23 | -1 | statistics on Argos received data | 0 | CLOCK_ReceptionStartDateTime_YYYYMMDDHHMMSS | Start date-time of argos message reception | CLOCK_ReceptionStartDateTime_YYYYMMDDHHMMSS | date of the earliest float message received
TRAJ | 24 | -1 | statistics on Argos received data | 0 | CLOCK_ReceptionEndDateTime_YYYYMMDDHHMMSS | End date-time of argos message reception | CLOCK_ReceptionEndDateTime_YYYYMMDDHHMMSS | date of the latest float message received
115 | - | 1 | descent start time | 1 | CLOCK_StartDescentProfile_HHMM | time when descent profile starts | CLOCK_StartDescentToPark_HHMM | descent start time, in float time (tenths of an hour since midnight)
TRAJ | 114 | -1 | parameter #115 + day | 0 | CLOCK_StartDescentProfile_DecimalHour | time when descent profile starts (tenths of an hour since midnight) | CLOCK_StartDescentToPark_YYYYMMDDHHMMSS | descent start date
210 | - | 2 | number of valve actions at the surface | 1 | NUMBER_ValveActionsAtSurfaceDuringDescent_COUNT | number of solenoid valve actions at the surface until the crossing of the GAP threshold | NUMBER_ValveActionsAtSurfaceDuringDescent_COUNT | number of valve actions at the surface until the crossing of the GAP threshold
116 | - | 3 | float stabilisation time | 1 | CLOCK_InitialStabilizationDuringDescentToPark_HHMM | time when first stabilization appears during descent to park (tenths of an hour since midnight) | CLOCK_InitialStabilizationDuringDescentToPark_HHMM | time when the float first becomes water-neutral during descent to park, in float time (tenths of an hour since midnight)
TRAJ | 131 | -1 | parameter #116 + day | 0 | CLOCK_InitialStabilizationDuringDescentToPark_DecimalHour |  | CLOCK_InitialStabilizationDuringDescentToPark_YYYYMMDDHHMMSS | date when the float first becomes water-neutral during descent to park
TRAJ | 211 | 4 | float stabilisation pressure | 1 | PRES_InitialStabilizationDuringDescentToPark_dBAR | pressure when first stabilization appears during descent to park (dbar) | PRES_InitialStabilizationDuringDescentToPark_dBAR | pressure when the float first becomes water-neutral during descent to park
212 | - | 5 | number of valve actions in descent | 1 | NUMBER_ValveActionsDuringDescentToPark_COUNT | number of valve actions between the crossing of the gap threshold and the end of descent at park pressure | NUMBER_ValveActionsDuringDescentToPark_COUNT | number of valve actions between the crossing of the GAP threshold and the end of descent to park pressure
213 | - | 6 | number of pump actions in descent | 1 | NUMBER_PumpActionsDuringDescentToPark_COUNT | number of pump actions between the crossing of the gap threshold and the end of descent at park pressure | NUMBER_PumpActionsDuringDescentToPark_COUNT | number of pump actions between the crossing of the GAP threshold and the end of descent to park pressure
118 | - | 7 | end of descent time | 1 | CLOCK_EndDescentToPark_HHMM | time when park pressure is reached (tenths of an hour since midnight) | CLOCK_EndDescentToPark_HHMM | park phase start time, in float time (tenths of an hour since midnight)
TRAJ | 117 | -1 | parameter #118 + day | 0 | CLOCK_EndDescentToPark_DecimalHour | time when park pressure is reached (tenths of an hour since midnight) | CLOCK_EndDescentToPark_YYYYMMDDHHMMSS | park phase start date
311 | - | 8 | number of repositions | 1 | NUMBER_RepositionsDuringPark_COUNT | number of times the float readjusts its buoyancy during park phase - using either the pump or EV | NUMBER_RepositionsDuringPark_COUNT | number of times the float readjusts its buoyancy (using either its pump or its valve) during the park phase
127 | - | 9 | time at end of ascent | 1 | CLOCK_TransmissionStart_HHMM | time of the first transmission for this cycle | CLOCK_TransmissionStart_HHMM | transmission start time, in float time (tenths of an hour since midnight)
TRAJ | 126 | -1 | parameter #127 + day | 0 | CLOCK_TransmissionStart_HHMMSS | time of the first transmission for this cycle | CLOCK_TransmissionStart_YYYYMMDDHHMMSS | transmission start date
TRAJ | 125 | -1 | (parameter #127 - 16 min) + day | 0 | CLOCK_EndAscentToSurface_DecimalHour | ascent end time, just before Argos transmission (tenths of an hour since midnight) | CLOCK_EndAscentToSurface_YYYYMMDDHHMMSS | end date of the float's ascent to the surface
510 | - | 10 | number of pump actions in ascent | 1 | NUMBER_PumpActionsDuringAscentToSurface_COUNT | number of pump actions between start and end of ascent | NUMBER_PumpActionsDuringAscentToSurface_COUNT | number of pump actions between the start and end of the float's ascent to the surface
220 | - | 11 | number of descent CTD messages | 1 | NUMBER_FramesEmittedOnDescendingProfile_COUNT | Distinct frames emitted on descending profile | NUMBER_FramesEmittedOnDescendingProfile_COUNT | number of distinct frames emitted for descending profile data
221 | - | -1 | statistics on Argos or Iridium received data | 0 | NUMBER_FloatFramesReceivedOnDescendingProfile_COUNT | Provor frames received on descending profile | NUMBER_FloatFramesReceivedOnDescendingProfile_COUNT | number of distinct frames received for descending profile data
320 | - | 12 | number of drift CTD messages | 1 | NUMBER_FramesEmittedOnPark_COUNT | Distinct frames emitted on immersion profile | NUMBER_FramesEmittedOnPark_COUNT | number of distinct frames emitted for park phase data
520 | - | 13 | number of ascent CTD messages | 1 | NUMBER_FramesEmittedOnAscendingProfile_COUNT | Distinct frames emitted on ascending profile | NUMBER_FramesEmittedOnAscendingProfile_COUNT | number of distinct frames emitted for ascending profile data
521 | - | -1 | statistics on Argos or Iridium received data | 0 | NUMBER_FramesReceivedOnAscendingProfile_COUNT | Frames received on ascending profile | NUMBER_FramesReceivedOnAscendingProfile_COUNT | number of distinct frames received for ascending profile data
222 | - | 14 | number of descent slices in shallow zone | 1 | NUMBER_DescendingProfileReductionUpperPart_COUNT | Descending profile reduction Number of slices in shallow zone - NTS | NUMBER_DescendingProfileReductionUpperPart_COUNT | number of slices in the shallow zone of the descending profile after reduction
223 | - | 15 | number of descent slices in deep zone | 1 | NUMBER_DescendingProfileReductionLowerPart_COUNT | Descending profile reduction Number of slices in deep zone - NTF | NUMBER_DescendingProfileReductionLowerPart_COUNT | number of slices in the deep zone of the descending profile after reduction
224 | - | -1 | parameter #222 + parameter #223 | 0 | NUMBER_DescendingCTDSamplesInternalCounter_COUNT | total number of slices of the descending profile after reduction | NUMBER_DescendingCTDSamplesInternalCounter_COUNT | total number of slices of the descending profile after reduction
225 | - | -1 | statistics on Argos or Iridium received data | 0 | NUMBER_DescendingCTDSamplesTotal_COUNT | Descending profile measurements - Profile total | NUMBER_DescendingCTDSamplesProfileTotal_COUNT | total number of CTD measurements received for the descending profile
522 | - | 16 | number of ascent slices in shallow zone | 1 | NUMBER_AscendingProfileReductionUpperPart_COUNT | Ascending profile reduction Number of slices in shallow zone - NTS | NUMBER_AscendingProfileReductionUpperPart_COUNT | number of slices in the shallow zone of the ascending profile after reduction
523 | - | 17 | number of ascent slices in deep zone | 1 | NUMBER_AscendingProfileReductionLowerPart_COUNT | Ascending profile reduction Number of slices in deep zone - NTF | NUMBER_AscendingProfileReductionLowerPart_COUNT | number of slices in the deep zone of the ascending profile after reduction
524 | - | -1 | parameter #522 + parameter #523 | 0 | NUMBER_AscendingCTDSamplesInternalCounter_COUNT | total number of slices of the ascending profile after reduction | NUMBER_AscendingCTDSamplesInternalCounter_COUNT | total number of slices of the ascending profile after reduction
525 | - | -1 | statistics on Argos or Iridium received data | 0 | NUMBER_AscendingCTDSamplesTotal_COUNT | Ascending profile measurements - Profile total | NUMBER_AscendingCTDSamplesProfileTotal_COUNT | number of CTD measurements received for the ascending profile
322 | - | 18 | number of CTD measurements in drift | 1 | NUMBER_ParkCTDSamplesInternal_COUNT | Park measurements - Internal counter | NUMBER_ParkCTDSamplesInternalCounter_COUNT | number of park CTD measurements emitted
321 | - | -1 | statistics on Argos or Iridium received data | 0 | NUMBER_FramesCrcOkOnPark_COUNT | Distinct frames received with crc ok on immersion profile | NUMBER_FramesCrcOkOnPark_COUNT | number of float frames received with a good CRC for the park phase
323 | - | -1 | statistics on Argos or Iridium received data | 0 | NUMBER_ParkCTDSamplesTotal_COUNT | Park measurements - Drift total | NUMBER_ParkCTDSamplesTotal_COUNT | number of CTD measurements received for the park phase
111 | - | 19 | float's time : hh (5bits)+mm (6bits)+ss (6bits) | 1 | CLOCK_FloatTime_HHMMSS | float internal clock time | CLOCK_FloatTime_HHMMSS | float internal clock time
112 | - | -1 | Argos or Iridium date of technical message | 0 | CLOCK_Satellite_YYYYMMDDHHMMSS | time derived from satellite communications | CLOCK_Satellite_YYYYMMDDHHMMSS | date of the technical message used to decode the float internal clock time
113 | - | -1 | "float time" - "satellite time" | 0 | CLOCK_FloatTimeCorrection_minutes | float internal clock time correction | CLOCK_FloatTimeCorrection_MMSS | float internal clock time correction
610 | - | 20 | pressure sensor offset | 1 | PRES_SurfaceOffsetCorrectedNotResetNegative_1dbarResolution_dbar | Surface pressure recorded just before the previous descent but data is corrected on board the float. Note: cumulative NEGATIVE offset (real offset * -1) but no further correction required. Autocorrected | PRES_SurfaceOffsetCorrectedNotResetNegative_1dBarResolution_dBAR | surface pressure recorded just before the previous descent but data is corrected on board the float. Note: cumulative NEGATIVE offset (real offset * -1) but no further correction required. Autocorrected
611 | - | 21 | internal pressure | 1 | PRESSURE_InternalVacuumAtSurface_mbar | Surface internal pressure | PRESSURE_InternalVacuumAtSurface_mBAR | surface internal pressure
TRAJ | 214 | 22 | max pressure in descent to parking depth | 1 | PRES_DescentToParkMaxPressure_dBAR | Descent to park - Max pressure | PRES_DescentToParkMaxPressure_dBAR | maximum pressure measured during descent to park
124 | - | 23 | profile ascent start time | 1 | CLOCK_StartAscentToSurface_HHMM | ascent start time (tenths of an hour since midnight) | CLOCK_StartAscentToSurface_HHMM | start time of the ascent to the surface, in float time (tenths of an hour since midnight)
TRAJ | 123 | -1 | parameter #124 + day | 0 | CLOCK_StartAscentToSurface_DecimalHour |  | CLOCK_StartAscentToSurface_YYYYMMDDHHMMSS | start date of the ascent to the surface
310 | - | 24 | number of entrance in drift target range (descent) | 1 | NUMBER_DescentToParkEntriesInParkMargin_COUNT | descent to park pressure: number of entries in margin around park pressure target - specifically, how many times the float enters the band of pressure surrounding the target park pressure (generally +/- 30db) | NUMBER_DescentToParkEntriesInParkMargin_COUNT | descent to park pressure: number of entries in margin around park pressure target - specifically, how many times the float enters the band of pressure surrounding the target park pressure (generally +/- 30db)
TRAJ | 312 | 25 | minimum pressure in drift (bars) | 1 | PRES_ParkMinimum_dBAR | minimum PRES during park phase | PRES_ParkMinimum_dBAR | minimum pressure measured during park phase
TRAJ | 313 | 26 | maximum pressure in drift (bars) | 1 | PRES_ParkMaximum_dBAR | maximum PRES during park phase | PRES_ParkMaximum_dBAR | maximum pressure measured during park phase
TRAJ | 613 | 27 | grounding detected (grounding = 1, No grounding = 0) | 1 | FLAG_Grounded_NUMBER | grounded flag , diagnostic bit - could also be logical? Yes/no? 0/1? | FLAG_Grounded_LOGICAL | did the float touch the ground for that cycle?
412 | - | 28 | number of hydraulic valve action in descent profile | 1 | NUMBER_ValveActionsDuringDescentToProfile_COUNT | number of valve actions during descent to start profile pressure | NUMBER_ValveActionsDuringDescentToProfile_COUNT | number of valve actions during descent to start profile pressure
413 | - | 29 | number of pump actions in descent profile | 1 | NUMBER_PumpActionsDuringDescentToProfile_COUNT | number of pump actions during descent to start profile pressure | NUMBER_PumpActionsDuringDescentToProfile_COUNT | number of pump actions during descent to start profile pressure
TRAJ | 414 | 30 | max pressure in descent or drift to Pprofile (bars) | 1 | PRES_DescentToProfileMaxPressure_dBAR | Descent to profile- Max pressure | PRES_DescentToProfileMaxPressure_dBAR | maximum pressure measured during descent to start profile pressure
411 | - | 31 | number of re-positionning in profile stand-by | 1 | NUMBER_RepositionsAtProfileDepth_COUNT | at profile pressure stand-by, number of times the float readjusts its buoyancy - using either the pump or EV | NUMBER_RepositionsAtProfileDepth_COUNT | number of times the float readjusts its buoyancy (using either its pump or its valve) during the stand-by at profile pressure
614 | - | 32 | batteries voltage drop at Pmax, pump ON (with regard to Unom = 10.0 V) (in dV) | 1 | VOLTAGE_BatteryPumpStartProfile_volts | Pump battery voltage (volts) at depth | VOLTAGE_BatteryPumpStartProfile_volts | Pump battery voltage (volts) at depth
120 | - | 33 | profile descent start time | 1 | CLOCK_StartDescentToProfile_HHMM | time when descent to profile pressure starts (tenths of an hour since midnight) | CLOCK_StartDescentToProfile_HHMM | park phase end time, in float time (tenths of an hour since midnight)
TRAJ | 119 | -1 | parameter #120 + day | 0 | CLOCK_StartDescentToProfile_DecimalHour |  | CLOCK_StartDescentToProfile_YYYYMMDDHHMMSS | park phase end date
122 | - | 34 | profile descent stop time | 1 | CLOCK_EndDescentToProfile_HHMM | time when float reaches profile pressure (tenths of an hour since midnight) | CLOCK_EndDescentToProfile_HHMM | stand-by at profile pressure start time, in float time (tenths of an hour since midnight)
TRAJ | 121 | -1 | parameter #122 + day | 0 | CLOCK_EndDescentToProfile_DecimalHour |  | CLOCK_EndDescentToProfile_YYYYMMDDHHMMSS | stand-by at profile pressure start date
110 | - | 35 | RTC state indicator ( normal = 0, failure = 1) | 1 | FLAG_RTCStatus_LOGICAL | real time clock status - 1= OK, 0=not OK | FLAG_RTCStatusOk_LOGICAL | status of the float internal Real Time Clock
410 | - | 36 | number of entrance in profile target range (descent) | 1 | NUMBER_DescentToProfileEntriesInProfileMargin_COUNT | descent to profile pressure: number of entries in margin around profile pressure target - specifically, how many times the float enters the band of pressure surrounding the target profile pressure (generally +/- 30db) | NUMBER_DescentToProfileEntriesInProfileMargin_COUNT | descent to profile pressure: number of entries in margin around profile pressure target - specifically, how many times the float enters the band of pressure surrounding the target profile pressure (generally +/- 30db)
1000 | - | -1 | Number of tech messages received | 0 | TECH_AUX_NUMBER_TechnicalMessageReceived_COUNT | Number of times technical message has been received.
1001 | - | -1 | Argos data file time span | 0 | TECH_AUX_TIME_ArgosReceivedDataTimeSpan_HHMMSS | Time difference between first and last Argos float messages assigned to the cycle.
Note on H1: Auteur: in red: label to create in yellow: label exists but with different unit suffix

## 12_24_17 (4.22 4.23 4.51)
Idem 1_11_3 sauf pour tech_id #610
Nc Tech Ref Id | Id effacées car dans TRAJ | Tech msg item # | Tech msg name | In tech msg | NcTechParamName(decoderv3.0) | Description |  | parameter code (V6) | description
10 | - | -1 | statistics on Argos or GPS received data | 0 | NUMBER_ArgosPositions_COUNT | total number of Argos locations received | TRUE | NUMBER_ArgosPositions_COUNT | total number of Argos positions received.
11 | - | -1 | statistics on Argos received data | 0 | NUMBER_ArgosPositioningClass0_COUNT | number of class 0 Argos locations received | TRUE | NUMBER_ArgosPositioningClass0_COUNT | positioning (ARGOS message) - Class 0 - accuracy >1500m radius
12 | - | -1 | statistics on Argos received data | 0 | NUMBER_ArgosPositioningClass1_COUNT | number of class 1 Argos locations received | TRUE | NUMBER_ArgosPositioningClass1_COUNT | positioning (ARGOS message) - Class 1 - accuracy better than 1500m radius
13 | - | -1 | statistics on Argos received data | 0 | NUMBER_ArgosPositioningClass2_COUNT | number of class 2 Argos locations received | TRUE | NUMBER_ArgosPositioningClass2_COUNT | positioning (ARGOS message) - Class 2 - accuracy better than 500m radius
14 | - | -1 | statistics on Argos received data | 0 | NUMBER_ArgosPositioningClass3_COUNT | number of class 3 Argos locations received | TRUE | NUMBER_ArgosPositioningClass3_COUNT | positioning (ARGOS message) - Class 3 - accuracy better than 250m radius
15 | - | -1 | statistics on Argos received data | 0 | NUMBER_ArgosPositioningClassA_COUNT | number of class A Argos locations received | TRUE | NUMBER_ArgosPositioningClassA_COUNT | positioning (ARGOS message) - Class A
16 | - | -1 | statistics on Argos received data | 0 | NUMBER_ArgosPositioningClassB_COUNT | number of class B Argos locations received | TRUE | NUMBER_ArgosPositioningClassB_COUNT | positioning (ARGOS message) - Class B
17 | - | -1 | statistics on Argos received data | 0 | NUMBER_ArgosPositioningClassZ_COUNT | number of class Z Argos locations received | TRUE | NUMBER_ArgosPositioningClassZ_COUNT | positioning (ARGOS message) - Class Z
20 | - | -1 | statistics on Argos received data | 0 | NUMBER_TransmissionFloatFramesComplete_COUNT | total number of float frames received | TRUE | NUMBER_TransmissionFloatFramesComplete_COUNT | Transmission (PROVOR frames) - Complete
21 | - | -1 | statistics on Argos received data | 0 | NUMBER_TransmissionFloatFramesCrcOk_COUNT | number of float frames received with a good CRC | TRUE | NUMBER_TransmissionFloatFramesCrcOk_COUNT | Transmission (PROVOR frames) - CRC OK
22 | - | -1 | statistics on Argos received data | 0 | NUMBER_TransmissionFloatFramesTechnicalOk_COUNT | number of float technical frames with a good CRC | TRUE | NUMBER_TransmissionFloatFramesTechnicalOk_COUNT | Transmission (PROVOR frames) - Technical OK
TRAJ | 23 | -1 | statistics on Argos received data | 0 | CLOCK_ReceptionStartDateTime_YYYYMMDDHHMMSS | date of the earliest float message received | TRAJ | CLOCK_ReceptionStartDateTime_YYYYMMDDHHMMSS | Start date-time of argos message reception
TRAJ | 24 | -1 | statistics on Argos received data | 0 | CLOCK_ReceptionEndDateTime_YYYYMMDDHHMMSS | date of the latest float message received | TRAJ | CLOCK_ReceptionEndDateTime_YYYYMMDDHHMMSS | End date-time of argos message reception
115 | - | 1 | descent start time | 1 | CLOCK_StartDescentToPark_HHMM | descent start time, in float time (tenths of an hour since midnight) | FALSE | CLOCK_StartDescentProfile_HHMM | time when descent profile starts
TRAJ | 114 | -1 | parameter #115 + day | 0 | CLOCK_StartDescentToPark_YYYYMMDDHHMMSS | descent start date | TRAJ | CLOCK_StartDescentProfile_DecimalHour | time when descent profile starts (tenths of an hour since midnight)
210 | - | 2 | number of valve actions at the surface | 1 | NUMBER_ValveActionsAtSurfaceDuringDescent_COUNT | number of valve actions at the surface until the crossing of the GAP threshold | TRUE | NUMBER_ValveActionsAtSurfaceDuringDescent_COUNT | number of solenoid valve actions at the surface until the crossing of the GAP threshold
116 | - | 3 | float stabilisation time | 1 | CLOCK_InitialStabilizationDuringDescentToPark_HHMM | time when the float first becomes water-neutral during descent to park, in float time (tenths of an hour since midnight) | TRUE | CLOCK_InitialStabilizationDuringDescentToPark_HHMM | time when first stabilization appears during descent to park (tenths of an hour since midnight)
TRAJ | 131 | -1 | parameter #116 + day | 0 | CLOCK_InitialStabilizationDuringDescentToPark_YYYYMMDDHHMMSS | date when the float first becomes water-neutral during descent to park | TRAJ | CLOCK_InitialStabilizationDuringDescentToPark_DecimalHour
TRAJ | 211 | 4 | float stabilisation pressure | 1 | PRES_InitialStabilizationDuringDescentToPark_dBAR | pressure when the float first becomes water-neutral during descent to park | TRAJ | PRES_InitialStabilizationDuringDescentToPark_dBAR | pressure when first stabilization appears during descent to park (dbar)
212 | - | 5 | number of valve actions in descent | 1 | NUMBER_ValveActionsDuringDescentToPark_COUNT | number of valve actions between the crossing of the GAP threshold and the end of descent to park pressure | TRUE | NUMBER_ValveActionsDuringDescentToPark_COUNT | number of valve actions between the crossing of the gap threshold and the end of descent at park pressure
213 | - | 6 | number of pump actions in descent | 1 | NUMBER_PumpActionsDuringDescentToPark_COUNT | number of pump actions between the crossing of the GAP threshold and the end of descent to park pressure | TRUE | NUMBER_PumpActionsDuringDescentToPark_COUNT | number of pump actions between the crossing of the gap threshold and the end of descent at park pressure
118 | - | 7 | end of descent time | 1 | CLOCK_EndDescentToPark_HHMM | park phase start time, in float time (tenths of an hour since midnight) | TRUE | CLOCK_EndDescentToPark_HHMM | time when park pressure is reached (tenths of an hour since midnight)
TRAJ | 117 | -1 | parameter #118 + day | 0 | CLOCK_EndDescentToPark_YYYYMMDDHHMMSS | park phase start date | TRAJ | CLOCK_EndDescentToPark_DecimalHour | time when park pressure is reached (tenths of an hour since midnight)
311 | - | 8 | number of repositions | 1 | NUMBER_RepositionsDuringPark_COUNT | number of times the float readjusts its buoyancy (using either its pump or its valve) during the park phase | TRUE | NUMBER_RepositionsDuringPark_COUNT | number of times the float readjusts its buoyancy during park phase - using either the pump or EV
127 | - | 9 | time at end of ascent | 1 | CLOCK_TransmissionStart_HHMM | transmission start time, in float time (tenths of an hour since midnight) | TRUE | CLOCK_TransmissionStart_HHMM | time of the first transmission for this cycle
TRAJ | 126 | -1 | parameter #127 + day | 0 | CLOCK_TransmissionStart_YYYYMMDDHHMMSS | transmission start date | TRAJ | CLOCK_TransmissionStart_HHMMSS | time of the first transmission for this cycle
TRAJ | 125 | -1 | (parameter #127 - 16 min) + day | 0 | CLOCK_EndAscentToSurface_YYYYMMDDHHMMSS | end date of the float's ascent to the surface | TRAJ | CLOCK_EndAscentToSurface_DecimalHour | ascent end time, just before Argos transmission (tenths of an hour since midnight)
510 | - | 10 | number of pump actions in ascent | 1 | NUMBER_PumpActionsDuringAscentToSurface_COUNT | number of pump actions between the start and end of the float's ascent to the surface | TRUE | NUMBER_PumpActionsDuringAscentToSurface_COUNT | number of pump actions between start and end of ascent
220 | - | 11 | number of descent CTD messages | 1 | NUMBER_FramesEmittedOnDescendingProfile_COUNT | number of distinct frames emitted for descending profile data | TRUE | NUMBER_FramesEmittedOnDescendingProfile_COUNT | Distinct frames emitted on descending profile
221 | - | -1 | statistics on Argos or Iridium received data | 0 | NUMBER_FloatFramesReceivedOnDescendingProfile_COUNT | number of distinct frames received for descending profile data | TRUE | NUMBER_FloatFramesReceivedOnDescendingProfile_COUNT | Provor frames received on descending profile
320 | - | 12 | number of drift CTD messages | 1 | NUMBER_FramesEmittedOnPark_COUNT | number of distinct frames emitted for park phase data | TRUE | NUMBER_FramesEmittedOnPark_COUNT | Distinct frames emitted on immersion profile
520 | - | 13 | number of ascent CTD messages | 1 | NUMBER_FramesEmittedOnAscendingProfile_COUNT | number of distinct frames emitted for ascending profile data | TRUE | NUMBER_FramesEmittedOnAscendingProfile_COUNT | Distinct frames emitted on ascending profile
521 | - | -1 | statistics on Argos or Iridium received data | 0 | NUMBER_FramesReceivedOnAscendingProfile_COUNT | number of distinct frames received for ascending profile data | TRUE | NUMBER_FramesReceivedOnAscendingProfile_COUNT | Frames received on ascending profile
222 | - | 14 | number of descent slices in shallow zone | 1 | NUMBER_DescendingProfileReductionUpperPart_COUNT | number of slices in the shallow zone of the descending profile after reduction | TRUE | NUMBER_DescendingProfileReductionUpperPart_COUNT | Descending profile reduction Number of slices in shallow zone - NTS
223 | - | 15 | number of descent slices in deep zone | 1 | NUMBER_DescendingProfileReductionLowerPart_COUNT | number of slices in the deep zone of the descending profile after reduction | TRUE | NUMBER_DescendingProfileReductionLowerPart_COUNT | Descending profile reduction Number of slices in deep zone - NTF
224 | - | -1 | parameter #222 + parameter #223 | 0 | NUMBER_DescendingCTDSamplesInternalCounter_COUNT | total number of slices of the descending profile after reduction | TRUE | NUMBER_DescendingCTDSamplesInternalCounter_COUNT | total number of slices of the descending profile after reduction
225 | - | -1 | statistics on Argos or Iridium received data | 0 | NUMBER_DescendingCTDSamplesProfileTotal_COUNT | total number of CTD measurements received for the descending profile | FALSE | NUMBER_DescendingCTDSamplesTotal_COUNT | Descending profile measurements - Profile total
522 | - | 16 | number of ascent slices in shallow zone | 1 | NUMBER_AscendingProfileReductionUpperPart_COUNT | number of slices in the shallow zone of the ascending profile after reduction | TRUE | NUMBER_AscendingProfileReductionUpperPart_COUNT | Ascending profile reduction Number of slices in shallow zone - NTS
523 | - | 17 | number of ascent slices in deep zone | 1 | NUMBER_AscendingProfileReductionLowerPart_COUNT | number of slices in the deep zone of the ascending profile after reduction | TRUE | NUMBER_AscendingProfileReductionLowerPart_COUNT | Ascending profile reduction Number of slices in deep zone - NTF
524 | - | -1 | parameter #522 + parameter #523 | 0 | NUMBER_AscendingCTDSamplesInternalCounter_COUNT | total number of slices of the ascending profile after reduction | TRUE | NUMBER_AscendingCTDSamplesInternalCounter_COUNT | total number of slices of the ascending profile after reduction
525 | - | -1 | statistics on Argos or Iridium received data | 0 | NUMBER_AscendingCTDSamplesProfileTotal_COUNT | number of CTD measurements received for the ascending profile | FALSE | NUMBER_AscendingCTDSamplesTotal_COUNT | Ascending profile measurements - Profile total
322 | - | 18 | number of CTD measurements in drift | 1 | NUMBER_ParkCTDSamplesInternalCounter_COUNT | number of park CTD measurements emitted | FALSE | NUMBER_ParkCTDSamplesInternal_COUNT | Park measurements - Internal counter
321 | - | -1 | statistics on Argos or Iridium received data | 0 | NUMBER_FramesCrcOkOnPark_COUNT | number of float frames received with a good CRC for the park phase | TRUE | NUMBER_FramesCrcOkOnPark_COUNT | Distinct frames received with crc ok on immersion profile
323 | - | -1 | statistics on Argos or Iridium received data | 0 | NUMBER_ParkCTDSamplesTotal_COUNT | number of CTD measurements received for the park phase | TRUE | NUMBER_ParkCTDSamplesTotal_COUNT | Park measurements - Drift total
111 | - | 19 | float's time : hh (5bits)+mm (6bits)+ss (6bits) | 1 | CLOCK_FloatTime_HHMMSS | float internal clock time | TRUE | CLOCK_FloatTime_HHMMSS | float internal clock time
112 | - | -1 | Argos or Iridium date of technical message | 0 | CLOCK_Satellite_YYYYMMDDHHMMSS | date of the technical message used to decode the float internal clock time | TRUE | CLOCK_Satellite_YYYYMMDDHHMMSS | time derived from satellite communications
113 | - | -1 | "float time" - "satellite time" | 0 | CLOCK_FloatTimeCorrection_MMSS | float internal clock time correction | FALSE | CLOCK_FloatTimeCorrection_minutes | float internal clock time correction
610 | - | 20 | pressure sensor offset | 1 | PRES_SurfaceOffsetCorrectedNotResetNegative_1cBarResolution_dBAR | surface pressure recorded just before the previous descent but data is corrected on board the float. Note: cumulative NEGATIVE offset (real offset * -1) but no further correction required. Autocorrected | FALSE | PRES_SurfaceOffsetCorrectedNotResetNegative_1cBarResolution_dbar | Surface pressure recorded just before the previous descent but data is corrected on board the float. Note: cumulative NEGATIVE offset (real offset * -1) but no further correction required. Autocorrected
611 | - | 21 | internal pressure | 1 | PRESSURE_InternalVacuumAtSurface_mBAR | surface internal pressure | FALSE | PRESSURE_InternalVacuumAtSurface_mbar | Surface internal pressure
TRAJ | 214 | 22 | max pressure in descent to parking depth | 1 | PRES_DescentToParkMaxPressure_dBAR | maximum pressure measured during descent to park | TRAJ | PRES_DescentToParkMaxPressure_dBAR | Descent to park - Max pressure
124 | - | 23 | profile ascent start time | 1 | CLOCK_StartAscentToSurface_HHMM | start time of the ascent to the surface, in float time (tenths of an hour since midnight) | TRUE | CLOCK_StartAscentToSurface_HHMM | ascent start time (tenths of an hour since midnight)
TRAJ | 123 | -1 | parameter #124 + day | 0 | CLOCK_StartAscentToSurface_YYYYMMDDHHMMSS | start date of the ascent to the surface | TRAJ | CLOCK_StartAscentToSurface_DecimalHour
310 | - | 24 | number of entrance in drift target range (descent) | 1 | NUMBER_DescentToParkEntriesInParkMargin_COUNT | descent to park pressure: number of entries in margin around park pressure target - specifically, how many times the float enters the band of pressure surrounding the target park pressure (generally +/- 30db) | TRUE | NUMBER_DescentToParkEntriesInParkMargin_COUNT | descent to park pressure: number of entries in margin around park pressure target - specifically, how many times the float enters the band of pressure surrounding the target park pressure (generally +/- 30db)
TRAJ | 312 | 25 | minimum pressure in drift (bars) | 1 | PRES_ParkMinimum_dBAR | minimum pressure measured during park phase | TRAJ | PRES_ParkMinimum_dBAR | minimum PRES during park phase
TRAJ | 313 | 26 | maximum pressure in drift (bars) | 1 | PRES_ParkMaximum_dBAR | maximum pressure measured during park phase | TRAJ | PRES_ParkMaximum_dBAR | maximum PRES during park phase
TRAJ | 613 | 27 | grounding detected (grounding = 1, No grounding = 0) | 1 | FLAG_Grounded_LOGICAL | did the float touch the ground for that cycle? | TRAJ | FLAG_Grounded_NUMBER | grounded flag , diagnostic bit - could also be logical? Yes/no? 0/1?
412 | - | 28 | number of hydraulic valve action in descent profile | 1 | NUMBER_ValveActionsDuringDescentToProfile_COUNT | number of valve actions during descent to start profile pressure | TRUE | NUMBER_ValveActionsDuringDescentToProfile_COUNT | number of valve actions during descent to start profile pressure
413 | - | 29 | number of pump actions in descent profile | 1 | NUMBER_PumpActionsDuringDescentToProfile_COUNT | number of pump actions during descent to start profile pressure | TRUE | NUMBER_PumpActionsDuringDescentToProfile_COUNT | number of pump actions during descent to start profile pressure
TRAJ | 414 | 30 | max pressure in descent or drift to Pprofile (bars) | 1 | PRES_DescentToProfileMaxPressure_dBAR | maximum pressure measured during descent to start profile pressure | TRAJ | PRES_DescentToProfileMaxPressure_dBAR | Descent to profile- Max pressure
411 | - | 31 | number of re-positionning in profile stand-by | 1 | NUMBER_RepositionsAtProfileDepth_COUNT | number of times the float readjusts its buoyancy (using either its pump or its valve) during the stand-by at profile pressure | TRUE | NUMBER_RepositionsAtProfileDepth_COUNT | at profile pressure stand-by, number of times the float readjusts its buoyancy - using either the pump or EV
614 | - | 32 | batteries voltage drop at Pmax, pump ON (with regard to Unom = 10.0 V) (in dV) | 1 | VOLTAGE_BatteryPumpStartProfile_volts | Pump battery voltage (volts) at depth | TRUE | VOLTAGE_BatteryPumpStartProfile_volts | Pump battery voltage (volts) at depth
120 | - | 33 | profile descent start time | 1 | CLOCK_StartDescentToProfile_HHMM | park phase end time, in float time (tenths of an hour since midnight) | TRUE | CLOCK_StartDescentToProfile_HHMM | time when descent to profile pressure starts (tenths of an hour since midnight)
TRAJ | 119 | -1 | parameter #120 + day | 0 | CLOCK_StartDescentToProfile_YYYYMMDDHHMMSS | park phase end date | TRAJ | CLOCK_StartDescentToProfile_DecimalHour
122 | - | 34 | profile descent stop time | 1 | CLOCK_EndDescentToProfile_HHMM | stand-by at profile pressure start time, in float time (tenths of an hour since midnight) | TRUE | CLOCK_EndDescentToProfile_HHMM | time when float reaches profile pressure (tenths of an hour since midnight)
TRAJ | 121 | -1 | parameter #122 + day | 0 | CLOCK_EndDescentToProfile_YYYYMMDDHHMMSS | stand-by at profile pressure start date | TRAJ | CLOCK_EndDescentToProfile_DecimalHour
110 | - | 35 | RTC state indicator ( normal = 0, failure = 1) | 1 | FLAG_RTCStatusOk_LOGICAL | status of the float internal Real Time Clock | FALSE | FLAG_RTCStatus_LOGICAL | real time clock status - 1= OK, 0=not OK
410 | - | 36 | number of entrance in profile target range (descent) | 1 | NUMBER_DescentToProfileEntriesInProfileMargin_COUNT | descent to profile pressure: number of entries in margin around profile pressure target - specifically, how many times the float enters the band of pressure surrounding the target profile pressure (generally +/- 30db) | TRUE | NUMBER_DescentToProfileEntriesInProfileMargin_COUNT | descent to profile pressure: number of entries in margin around profile pressure target - specifically, how many times the float enters the band of pressure surrounding the target profile pressure (generally +/- 30db)
1000 | - | -1 | Number of tech messages received | 0 |  |  |  | TECH_AUX_NUMBER_TechnicalMessageReceived_COUNT | Number of times technical message has been received.
1001 | - | -1 | Argos data file time span | 0 |  |  |  | TECH_AUX_TIME_ArgosReceivedDataTimeSpan_HHMMSS | Time difference between first and last Argos float messages assigned to the cycle.
Note on F2: Auteur: in red: label to create in yellow: label exists but with different unit suffix

## 4 (4.4)
Idem 1_11_3 mais ajout de tech_id #616
Nc Tech Ref Id | Id effacées car dans TRAJ | Tech msg item # | Tech msg name | In tech msg | NcTechParamName(decoderv3.0) | Description |  | parameter code | description
10 | - | -1 | statistics on Argos or GPS received data | 0 | NUMBER_ArgosPositions_COUNT | total number of Argos locations received | TRUE | NUMBER_ArgosPositions_COUNT | total number of Argos positions received.
11 | - | -1 | statistics on Argos received data | 0 | NUMBER_ArgosPositioningClass0_COUNT | number of class 0 Argos locations received | TRUE | NUMBER_ArgosPositioningClass0_COUNT | positioning (ARGOS message) - Class 0 - accuracy >1500m radius
12 | - | -1 | statistics on Argos received data | 0 | NUMBER_ArgosPositioningClass1_COUNT | number of class 1 Argos locations received | TRUE | NUMBER_ArgosPositioningClass1_COUNT | positioning (ARGOS message) - Class 1 - accuracy better than 1500m radius
13 | - | -1 | statistics on Argos received data | 0 | NUMBER_ArgosPositioningClass2_COUNT | number of class 2 Argos locations received | TRUE | NUMBER_ArgosPositioningClass2_COUNT | positioning (ARGOS message) - Class 2 - accuracy better than 500m radius
14 | - | -1 | statistics on Argos received data | 0 | NUMBER_ArgosPositioningClass3_COUNT | number of class 3 Argos locations received | TRUE | NUMBER_ArgosPositioningClass3_COUNT | positioning (ARGOS message) - Class 3 - accuracy better than 250m radius
15 | - | -1 | statistics on Argos received data | 0 | NUMBER_ArgosPositioningClassA_COUNT | number of class A Argos locations received | TRUE | NUMBER_ArgosPositioningClassA_COUNT | positioning (ARGOS message) - Class A
16 | - | -1 | statistics on Argos received data | 0 | NUMBER_ArgosPositioningClassB_COUNT | number of class B Argos locations received | TRUE | NUMBER_ArgosPositioningClassB_COUNT | positioning (ARGOS message) - Class B
17 | - | -1 | statistics on Argos received data | 0 | NUMBER_ArgosPositioningClassZ_COUNT | number of class Z Argos locations received | TRUE | NUMBER_ArgosPositioningClassZ_COUNT | positioning (ARGOS message) - Class Z
20 | - | -1 | statistics on Argos received data | 0 | NUMBER_TransmissionFloatFramesComplete_COUNT | total number of float frames received | TRUE | NUMBER_TransmissionFloatFramesComplete_COUNT | Transmission (PROVOR frames) - Complete
21 | - | -1 | statistics on Argos received data | 0 | NUMBER_TransmissionFloatFramesCrcOk_COUNT | number of float frames received with a good CRC | TRUE | NUMBER_TransmissionFloatFramesCrcOk_COUNT | Transmission (PROVOR frames) - CRC OK
22 | - | -1 | statistics on Argos received data | 0 | NUMBER_TransmissionFloatFramesTechnicalOk_COUNT | number of float technical frames with a good CRC | TRUE | NUMBER_TransmissionFloatFramesTechnicalOk_COUNT | Transmission (PROVOR frames) - Technical OK
TRAJ | 23 | -1 | statistics on Argos received data | 0 | CLOCK_ReceptionStartDateTime_YYYYMMDDHHMMSS | date of the earliest float message received | TRAJ | CLOCK_ReceptionStartDateTime_YYYYMMDDHHMMSS | Start date-time of argos message reception
TRAJ | 24 | -1 | statistics on Argos received data | 0 | CLOCK_ReceptionEndDateTime_YYYYMMDDHHMMSS | date of the latest float message received | TRAJ | CLOCK_ReceptionEndDateTime_YYYYMMDDHHMMSS | End date-time of argos message reception
115 | - | 1 | descent start time | 1 | CLOCK_StartDescentToPark_HHMM | descent start time, in float time (tenths of an hour since midnight) | FALSE | CLOCK_StartDescentProfile_HHMM | time when descent profile starts
TRAJ | 114 | -1 | parameter #115 + day | 0 | CLOCK_StartDescentToPark_YYYYMMDDHHMMSS | descent start date | TRAJ | CLOCK_StartDescentProfile_DecimalHour | time when descent profile starts (tenths of an hour since midnight)
210 | - | 2 | number of valve actions at the surface | 1 | NUMBER_ValveActionsAtSurfaceDuringDescent_COUNT | number of valve actions at the surface until the crossing of the GAP threshold | TRUE | NUMBER_ValveActionsAtSurfaceDuringDescent_COUNT | number of solenoid valve actions at the surface until the crossing of the GAP threshold
116 | - | 3 | float stabilisation time | 1 | CLOCK_InitialStabilizationDuringDescentToPark_HHMM | time when the float first becomes water-neutral during descent to park, in float time (tenths of an hour since midnight) | TRUE | CLOCK_InitialStabilizationDuringDescentToPark_HHMM | time when first stabilization appears during descent to park (tenths of an hour since midnight)
TRAJ | 131 | -1 | parameter #116 + day | 0 | CLOCK_InitialStabilizationDuringDescentToPark_YYYYMMDDHHMMSS | date when the float first becomes water-neutral during descent to park | TRAJ | CLOCK_InitialStabilizationDuringDescentToPark_DecimalHour
TRAJ | 211 | 4 | float stabilisation pressure | 1 | PRES_InitialStabilizationDuringDescentToPark_dBAR | pressure when the float first becomes water-neutral during descent to park | TRAJ | PRES_InitialStabilizationDuringDescentToPark_dBAR | pressure when first stabilization appears during descent to park (dbar)
212 | - | 5 | number of valve actions in descent | 1 | NUMBER_ValveActionsDuringDescentToPark_COUNT | number of valve actions between the crossing of the GAP threshold and the end of descent to park pressure | TRUE | NUMBER_ValveActionsDuringDescentToPark_COUNT | number of valve actions between the crossing of the gap threshold and the end of descent at park pressure
213 | - | 6 | number of pump actions in descent | 1 | NUMBER_PumpActionsDuringDescentToPark_COUNT | number of pump actions between the crossing of the GAP threshold and the end of descent to park pressure | TRUE | NUMBER_PumpActionsDuringDescentToPark_COUNT | number of pump actions between the crossing of the gap threshold and the end of descent at park pressure
118 | - | 7 | end of descent time | 1 | CLOCK_EndDescentToPark_HHMM | park phase start time, in float time (tenths of an hour since midnight) | TRUE | CLOCK_EndDescentToPark_HHMM | time when park pressure is reached (tenths of an hour since midnight)
TRAJ | 117 | -1 | parameter #118 + day | 0 | CLOCK_EndDescentToPark_YYYYMMDDHHMMSS | park phase start date | TRAJ | CLOCK_EndDescentToPark_DecimalHour | time when park pressure is reached (tenths of an hour since midnight)
311 | - | 8 | number of repositions | 1 | NUMBER_RepositionsDuringPark_COUNT | number of times the float readjusts its buoyancy (using either its pump or its valve) during the park phase | TRUE | NUMBER_RepositionsDuringPark_COUNT | number of times the float readjusts its buoyancy during park phase - using either the pump or EV
127 | - | 9 | time at end of ascent | 1 | CLOCK_TransmissionStart_HHMM | transmission start time, in float time (tenths of an hour since midnight) | TRUE | CLOCK_TransmissionStart_HHMM | time of the first transmission for this cycle
TRAJ | 126 | -1 | parameter #127 + day | 0 | CLOCK_TransmissionStart_YYYYMMDDHHMMSS | transmission start date | TRAJ | CLOCK_TransmissionStart_HHMMSS | time of the first transmission for this cycle
TRAJ | 125 | -1 | (parameter #127 - 16 min) + day | 0 | CLOCK_EndAscentToSurface_YYYYMMDDHHMMSS | end date of the float's ascent to the surface | TRAJ | CLOCK_EndAscentToSurface_DecimalHour | ascent end time, just before Argos transmission (tenths of an hour since midnight)
510 | - | 10 | number of pump actions in ascent | 1 | NUMBER_PumpActionsDuringAscentToSurface_COUNT | number of pump actions between the start and end of the float's ascent to the surface | TRUE | NUMBER_PumpActionsDuringAscentToSurface_COUNT | number of pump actions between start and end of ascent
220 | - | 11 | number of descent CTD messages | 1 | NUMBER_FramesEmittedOnDescendingProfile_COUNT | number of distinct frames emitted for descending profile data | TRUE | NUMBER_FramesEmittedOnDescendingProfile_COUNT | Distinct frames emitted on descending profile
221 | - | -1 | statistics on Argos or Iridium received data | 0 | NUMBER_FloatFramesReceivedOnDescendingProfile_COUNT | number of distinct frames received for descending profile data | TRUE | NUMBER_FloatFramesReceivedOnDescendingProfile_COUNT | Provor frames received on descending profile
320 | - | 12 | number of drift CTD messages | 1 | NUMBER_FramesEmittedOnPark_COUNT | number of distinct frames emitted for park phase data | TRUE | NUMBER_FramesEmittedOnPark_COUNT | Distinct frames emitted on immersion profile
520 | - | 13 | number of ascent CTD messages | 1 | NUMBER_FramesEmittedOnAscendingProfile_COUNT | number of distinct frames emitted for ascending profile data | TRUE | NUMBER_FramesEmittedOnAscendingProfile_COUNT | Distinct frames emitted on ascending profile
521 | - | -1 | statistics on Argos or Iridium received data | 0 | NUMBER_FramesReceivedOnAscendingProfile_COUNT | number of distinct frames received for ascending profile data | TRUE | NUMBER_FramesReceivedOnAscendingProfile_COUNT | Frames received on ascending profile
222 | - | 14 | number of descent slices in shallow zone | 1 | NUMBER_DescendingProfileReductionUpperPart_COUNT | number of slices in the shallow zone of the descending profile after reduction | TRUE | NUMBER_DescendingProfileReductionUpperPart_COUNT | Descending profile reduction Number of slices in shallow zone - NTS
223 | - | 15 | number of descent slices in deep zone | 1 | NUMBER_DescendingProfileReductionLowerPart_COUNT | number of slices in the deep zone of the descending profile after reduction | TRUE | NUMBER_DescendingProfileReductionLowerPart_COUNT | Descending profile reduction Number of slices in deep zone - NTF
224 | - | -1 | parameter #222 + parameter #223 | 0 | NUMBER_DescendingCTDSamplesInternalCounter_COUNT | total number of slices of the descending profile after reduction | TRUE | NUMBER_DescendingCTDSamplesInternalCounter_COUNT | total number of slices of the descending profile after reduction
225 | - | -1 | statistics on Argos or Iridium received data | 0 | NUMBER_DescendingCTDSamplesProfileTotal_COUNT | total number of CTD measurements received for the descending profile | FALSE | NUMBER_DescendingCTDSamplesTotal_COUNT | Descending profile measurements - Profile total
522 | - | 16 | number of ascent slices in shallow zone | 1 | NUMBER_AscendingProfileReductionUpperPart_COUNT | number of slices in the shallow zone of the ascending profile after reduction | TRUE | NUMBER_AscendingProfileReductionUpperPart_COUNT | Ascending profile reduction Number of slices in shallow zone - NTS
523 | - | 17 | number of ascent slices in deep zone | 1 | NUMBER_AscendingProfileReductionLowerPart_COUNT | number of slices in the deep zone of the ascending profile after reduction | TRUE | NUMBER_AscendingProfileReductionLowerPart_COUNT | Ascending profile reduction Number of slices in deep zone - NTF
524 | - | -1 | parameter #522 + parameter #523 | 0 | NUMBER_AscendingCTDSamplesInternalCounter_COUNT | total number of slices of the ascending profile after reduction | TRUE | NUMBER_AscendingCTDSamplesInternalCounter_COUNT | total number of slices of the ascending profile after reduction
525 | - | -1 | statistics on Argos or Iridium received data | 0 | NUMBER_AscendingCTDSamplesProfileTotal_COUNT | number of CTD measurements received for the ascending profile | FALSE | NUMBER_AscendingCTDSamplesTotal_COUNT | Ascending profile measurements - Profile total
322 | - | 18 | number of CTD measurements in drift | 1 | NUMBER_ParkCTDSamplesInternalCounter_COUNT | number of park CTD measurements emitted | FALSE | NUMBER_ParkCTDSamplesInternal_COUNT | Park measurements - Internal counter
321 | - | -1 | statistics on Argos or Iridium received data | 0 | NUMBER_FramesCrcOkOnPark_COUNT | number of float frames received with a good CRC for the park phase | TRUE | NUMBER_FramesCrcOkOnPark_COUNT | Distinct frames received with crc ok on immersion profile
323 | - | -1 | statistics on Argos or Iridium received data | 0 | NUMBER_ParkCTDSamplesTotal_COUNT | number of CTD measurements received for the park phase | TRUE | NUMBER_ParkCTDSamplesTotal_COUNT | Park measurements - Drift total
111 | - | 19 | float's time : hh (5bits)+mm (6bits)+ss (6bits) | 1 | CLOCK_FloatTime_HHMMSS | float internal clock time | TRUE | CLOCK_FloatTime_HHMMSS | float internal clock time
112 | - | -1 | Argos or Iridium date of technical message | 0 | CLOCK_Satellite_YYYYMMDDHHMMSS | date of the technical message used to decode the float internal clock time | TRUE | CLOCK_Satellite_YYYYMMDDHHMMSS | time derived from satellite communications
113 | - | -1 | "float time" - "satellite time" | 0 | CLOCK_FloatTimeCorrection_MMSS | float internal clock time correction | FALSE | CLOCK_FloatTimeCorrection_minutes | float internal clock time correction
610 | - | 20 | pressure sensor offset | 1 | PRES_SurfaceOffsetCorrectedNotResetNegative_1dBarResolution_dBAR | surface pressure recorded just before the previous descent but data is corrected on board the float. Note: cumulative NEGATIVE offset (real offset * -1) but no further correction required. Autocorrected | FALSE | PRES_SurfaceOffsetCorrectedNotResetNegative_1dbarResolution_dbar | Surface pressure recorded just before the previous descent but data is corrected on board the float. Note: cumulative NEGATIVE offset (real offset * -1) but no further correction required. Autocorrected
611 | - | 21 | internal pressure | 1 | PRESSURE_InternalVacuumAtSurface_mBAR | surface internal pressure | FALSE | PRESSURE_InternalVacuumAtSurface_mbar | Surface internal pressure
TRAJ | 214 | 22 | max pressure in descent to parking depth | 1 | PRES_DescentToParkMaxPressure_dBAR | maximum pressure measured during descent to park | TRAJ | PRES_DescentToParkMaxPressure_dBAR | Descent to park - Max pressure
124 | - | 23 | profile ascent start time | 1 | CLOCK_StartAscentToSurface_HHMM | start time of the ascent to the surface, in float time (tenths of an hour since midnight) | TRUE | CLOCK_StartAscentToSurface_HHMM | ascent start time (tenths of an hour since midnight)
TRAJ | 123 | -1 | parameter #124 + day | 0 | CLOCK_StartAscentToSurface_YYYYMMDDHHMMSS | start date of the ascent to the surface | TRAJ | CLOCK_StartAscentToSurface_DecimalHour
310 | - | 24 | number of entrance in drift target range (descent) | 1 | NUMBER_DescentToParkEntriesInParkMargin_COUNT | descent to park pressure: number of entries in margin around park pressure target - specifically, how many times the float enters the band of pressure surrounding the target park pressure (generally +/- 30db) | TRUE | NUMBER_DescentToParkEntriesInParkMargin_COUNT | descent to park pressure: number of entries in margin around park pressure target - specifically, how many times the float enters the band of pressure surrounding the target park pressure (generally +/- 30db)
TRAJ | 312 | 25 | minimum pressure in drift (bars) | 1 | PRES_ParkMinimum_dBAR | minimum pressure measured during park phase | TRAJ | PRES_ParkMinimum_dBAR | minimum PRES during park phase
TRAJ | 313 | 26 | maximum pressure in drift (bars) | 1 | PRES_ParkMaximum_dBAR | maximum pressure measured during park phase | TRAJ | PRES_ParkMaximum_dBAR | maximum PRES during park phase
TRAJ | 613 | 27 | grounding detected (grounding = 1, No grounding = 0) | 1 | FLAG_Grounded_LOGICAL | did the float touch the ground for that cycle? | TRAJ | FLAG_Grounded_NUMBER | grounded flag , diagnostic bit - could also be logical? Yes/no? 0/1?
412 | - | 28 | number of hydraulic valve action in descent profile | 1 | NUMBER_ValveActionsDuringDescentToProfile_COUNT | number of valve actions during descent to start profile pressure | TRUE | NUMBER_ValveActionsDuringDescentToProfile_COUNT | number of valve actions during descent to start profile pressure
413 | - | 29 | number of pump actions in descent profile | 1 | NUMBER_PumpActionsDuringDescentToProfile_COUNT | number of pump actions during descent to start profile pressure | TRUE | NUMBER_PumpActionsDuringDescentToProfile_COUNT | number of pump actions during descent to start profile pressure
TRAJ | 414 | 30 | max pressure in descent or drift to Pprofile (bars) | 1 | PRES_DescentToProfileMaxPressure_dBAR | maximum pressure measured during descent to start profile pressure | TRAJ | PRES_DescentToProfileMaxPressure_dBAR | Descent to profile- Max pressure
411 | - | 31 | number of re-positionning in profile stand-by | 1 | NUMBER_RepositionsAtProfileDepth_COUNT | number of times the float readjusts its buoyancy (using either its pump or its valve) during the stand-by at profile pressure | TRUE | NUMBER_RepositionsAtProfileDepth_COUNT | at profile pressure stand-by, number of times the float readjusts its buoyancy - using either the pump or EV
614 | - | 32 | batteries voltage drop at Pmax, pump ON (with regard to Unom = 10.0 V) (in dV) | 1 | VOLTAGE_BatteryPumpStartProfile_volts | Pump battery voltage (volts) at depth | TRUE | VOLTAGE_BatteryPumpStartProfile_volts | Pump battery voltage (volts) at depth
120 | - | 33 | profile descent start time | 1 | CLOCK_StartDescentToProfile_HHMM | park phase end time, in float time (tenths of an hour since midnight) | TRUE | CLOCK_StartDescentToProfile_HHMM | time when descent to profile pressure starts (tenths of an hour since midnight)
TRAJ | 119 | -1 | parameter #120 + day | 0 | CLOCK_StartDescentToProfile_YYYYMMDDHHMMSS | park phase end date | TRAJ | CLOCK_StartDescentToProfile_DecimalHour
122 | - | 34 | profile descent stop time | 1 | CLOCK_EndDescentToProfile_HHMM | stand-by at profile pressure start time, in float time (tenths of an hour since midnight) | TRUE | CLOCK_EndDescentToProfile_HHMM | time when float reaches profile pressure (tenths of an hour since midnight)
TRAJ | 121 | -1 | parameter #122 + day | 0 | CLOCK_EndDescentToProfile_YYYYMMDDHHMMSS | stand-by at profile pressure start date | TRAJ | CLOCK_EndDescentToProfile_DecimalHour
110 | - | 35 | RTC state indicator ( normal = 0, failure = 1) | 1 | FLAG_RTCStatusOk_LOGICAL | status of the float internal Real Time Clock | FALSE | FLAG_RTCStatus_LOGICAL | real time clock status - 1= OK, 0=not OK
410 | - | 36 | number of entrance in profile target range (descent) | 1 | NUMBER_DescentToProfileEntriesInProfileMargin_COUNT | descent to profile pressure: number of entries in margin around profile pressure target - specifically, how many times the float enters the band of pressure surrounding the target profile pressure (generally +/- 30db) | TRUE | NUMBER_DescentToProfileEntriesInProfileMargin_COUNT | descent to profile pressure: number of entries in margin around profile pressure target - specifically, how many times the float enters the band of pressure surrounding the target profile pressure (generally +/- 30db)
616 | - | 37 | oxygen sensor state indicator (normal = 0, failure = 1) | 1 | FLAG_OptodeStatusOk_LOGICAL | status of the oxygen sensor | FALSE | FLAG_OptodeStatus_LOGICAL | Sensor status - 1= OK, 0=not OK
1000 | - | -1 | Number of tech messages received | 0 |  |  |  | TECH_AUX_NUMBER_TechnicalMessageReceived_COUNT | Number of times technical message has been received.
1001 | - | -1 | Argos data file time span | 0 |  |  |  | TECH_AUX_TIME_ArgosReceivedDataTimeSpan_HHMMSS | Time difference between first and last Argos float messages assigned to the cycle.
Note on F2: Auteur: in red: label to create in yellow: label exists but with different unit suffix

## 19_25_27_28_29 (4.41 to 4.45)
Idem 12_24_17 mais ajout de tech_id #616
Nc Tech Ref Id | Id effacées car dans TRAJ | Tech msg item # | Tech msg name | In tech msg | NcTechParamName(decoderv3.0) | Description |  | parameter code | description
10 | - | -1 | statistics on Argos or GPS received data | 0 | NUMBER_ArgosPositions_COUNT | total number of Argos locations received | TRUE | NUMBER_ArgosPositions_COUNT | total number of Argos positions received.
11 | - | -1 | statistics on Argos received data | 0 | NUMBER_ArgosPositioningClass0_COUNT | number of class 0 Argos locations received | TRUE | NUMBER_ArgosPositioningClass0_COUNT | positioning (ARGOS message) - Class 0 - accuracy >1500m radius
12 | - | -1 | statistics on Argos received data | 0 | NUMBER_ArgosPositioningClass1_COUNT | number of class 1 Argos locations received | TRUE | NUMBER_ArgosPositioningClass1_COUNT | positioning (ARGOS message) - Class 1 - accuracy better than 1500m radius
13 | - | -1 | statistics on Argos received data | 0 | NUMBER_ArgosPositioningClass2_COUNT | number of class 2 Argos locations received | TRUE | NUMBER_ArgosPositioningClass2_COUNT | positioning (ARGOS message) - Class 2 - accuracy better than 500m radius
14 | - | -1 | statistics on Argos received data | 0 | NUMBER_ArgosPositioningClass3_COUNT | number of class 3 Argos locations received | TRUE | NUMBER_ArgosPositioningClass3_COUNT | positioning (ARGOS message) - Class 3 - accuracy better than 250m radius
15 | - | -1 | statistics on Argos received data | 0 | NUMBER_ArgosPositioningClassA_COUNT | number of class A Argos locations received | TRUE | NUMBER_ArgosPositioningClassA_COUNT | positioning (ARGOS message) - Class A
16 | - | -1 | statistics on Argos received data | 0 | NUMBER_ArgosPositioningClassB_COUNT | number of class B Argos locations received | TRUE | NUMBER_ArgosPositioningClassB_COUNT | positioning (ARGOS message) - Class B
17 | - | -1 | statistics on Argos received data | 0 | NUMBER_ArgosPositioningClassZ_COUNT | number of class Z Argos locations received | TRUE | NUMBER_ArgosPositioningClassZ_COUNT | positioning (ARGOS message) - Class Z
20 | - | -1 | statistics on Argos received data | 0 | NUMBER_TransmissionFloatFramesComplete_COUNT | total number of float frames received | TRUE | NUMBER_TransmissionFloatFramesComplete_COUNT | Transmission (PROVOR frames) - Complete
21 | - | -1 | statistics on Argos received data | 0 | NUMBER_TransmissionFloatFramesCrcOk_COUNT | number of float frames received with a good CRC | TRUE | NUMBER_TransmissionFloatFramesCrcOk_COUNT | Transmission (PROVOR frames) - CRC OK
22 | - | -1 | statistics on Argos received data | 0 | NUMBER_TransmissionFloatFramesTechnicalOk_COUNT | number of float technical frames with a good CRC | TRUE | NUMBER_TransmissionFloatFramesTechnicalOk_COUNT | Transmission (PROVOR frames) - Technical OK
TRAJ | 23 | -1 | statistics on Argos received data | 0 | CLOCK_ReceptionStartDateTime_YYYYMMDDHHMMSS | date of the earliest float message received | TRAJ | CLOCK_ReceptionStartDateTime_YYYYMMDDHHMMSS | Start date-time of argos message reception
TRAJ | 24 | -1 | statistics on Argos received data | 0 | CLOCK_ReceptionEndDateTime_YYYYMMDDHHMMSS | date of the latest float message received | TRAJ | CLOCK_ReceptionEndDateTime_YYYYMMDDHHMMSS | End date-time of argos message reception
115 | - | 1 | descent start time | 1 | CLOCK_StartDescentToPark_HHMM | descent start time, in float time (tenths of an hour since midnight) | FALSE | CLOCK_StartDescentProfile_HHMM | time when descent profile starts
TRAJ | 114 | -1 | parameter #115 + day | 0 | CLOCK_StartDescentToPark_YYYYMMDDHHMMSS | descent start date | TRAJ | CLOCK_StartDescentProfile_DecimalHour | time when descent profile starts (tenths of an hour since midnight)
210 | - | 2 | number of valve actions at the surface | 1 | NUMBER_ValveActionsAtSurfaceDuringDescent_COUNT | number of valve actions at the surface until the crossing of the GAP threshold | TRUE | NUMBER_ValveActionsAtSurfaceDuringDescent_COUNT | number of solenoid valve actions at the surface until the crossing of the GAP threshold
116 | - | 3 | float stabilisation time | 1 | CLOCK_InitialStabilizationDuringDescentToPark_HHMM | time when the float first becomes water-neutral during descent to park, in float time (tenths of an hour since midnight) | TRUE | CLOCK_InitialStabilizationDuringDescentToPark_HHMM | time when first stabilization appears during descent to park (tenths of an hour since midnight)
TRAJ | 131 | -1 | parameter #116 + day | 0 | CLOCK_InitialStabilizationDuringDescentToPark_YYYYMMDDHHMMSS | date when the float first becomes water-neutral during descent to park | TRAJ | CLOCK_InitialStabilizationDuringDescentToPark_DecimalHour
TRAJ | 211 | 4 | float stabilisation pressure | 1 | PRES_InitialStabilizationDuringDescentToPark_dBAR | pressure when the float first becomes water-neutral during descent to park | TRAJ | PRES_InitialStabilizationDuringDescentToPark_dBAR | pressure when first stabilization appears during descent to park (dbar)
212 | - | 5 | number of valve actions in descent | 1 | NUMBER_ValveActionsDuringDescentToPark_COUNT | number of valve actions between the crossing of the GAP threshold and the end of descent to park pressure | TRUE | NUMBER_ValveActionsDuringDescentToPark_COUNT | number of valve actions between the crossing of the gap threshold and the end of descent at park pressure
213 | - | 6 | number of pump actions in descent | 1 | NUMBER_PumpActionsDuringDescentToPark_COUNT | number of pump actions between the crossing of the GAP threshold and the end of descent to park pressure | TRUE | NUMBER_PumpActionsDuringDescentToPark_COUNT | number of pump actions between the crossing of the gap threshold and the end of descent at park pressure
118 | - | 7 | end of descent time | 1 | CLOCK_EndDescentToPark_HHMM | park phase start time, in float time (tenths of an hour since midnight) | TRUE | CLOCK_EndDescentToPark_HHMM | time when park pressure is reached (tenths of an hour since midnight)
TRAJ | 117 | -1 | parameter #118 + day | 0 | CLOCK_EndDescentToPark_YYYYMMDDHHMMSS | park phase start date | TRAJ | CLOCK_EndDescentToPark_DecimalHour | time when park pressure is reached (tenths of an hour since midnight)
311 | - | 8 | number of repositions | 1 | NUMBER_RepositionsDuringPark_COUNT | number of times the float readjusts its buoyancy (using either its pump or its valve) during the park phase | TRUE | NUMBER_RepositionsDuringPark_COUNT | number of times the float readjusts its buoyancy during park phase - using either the pump or EV
127 | - | 9 | time at end of ascent | 1 | CLOCK_TransmissionStart_HHMM | transmission start time, in float time (tenths of an hour since midnight) | TRUE | CLOCK_TransmissionStart_HHMM | time of the first transmission for this cycle
TRAJ | 126 | -1 | parameter #127 + day | 0 | CLOCK_TransmissionStart_YYYYMMDDHHMMSS | transmission start date | TRAJ | CLOCK_TransmissionStart_HHMMSS | time of the first transmission for this cycle
TRAJ | 125 | -1 | (parameter #127 - 16 min) + day | 0 | CLOCK_EndAscentToSurface_YYYYMMDDHHMMSS | end date of the float's ascent to the surface | TRAJ | CLOCK_EndAscentToSurface_DecimalHour | ascent end time, just before Argos transmission (tenths of an hour since midnight)
510 | - | 10 | number of pump actions in ascent | 1 | NUMBER_PumpActionsDuringAscentToSurface_COUNT | number of pump actions between the start and end of the float's ascent to the surface | TRUE | NUMBER_PumpActionsDuringAscentToSurface_COUNT | number of pump actions between start and end of ascent
220 | - | 11 | number of descent CTD messages | 1 | NUMBER_FramesEmittedOnDescendingProfile_COUNT | number of distinct frames emitted for descending profile data | TRUE | NUMBER_FramesEmittedOnDescendingProfile_COUNT | Distinct frames emitted on descending profile
221 | - | -1 | statistics on Argos or Iridium received data | 0 | NUMBER_FloatFramesReceivedOnDescendingProfile_COUNT | number of distinct frames received for descending profile data | TRUE | NUMBER_FloatFramesReceivedOnDescendingProfile_COUNT | Provor frames received on descending profile
320 | - | 12 | number of drift CTD messages | 1 | NUMBER_FramesEmittedOnPark_COUNT | number of distinct frames emitted for park phase data | TRUE | NUMBER_FramesEmittedOnPark_COUNT | Distinct frames emitted on immersion profile
520 | - | 13 | number of ascent CTD messages | 1 | NUMBER_FramesEmittedOnAscendingProfile_COUNT | number of distinct frames emitted for ascending profile data | TRUE | NUMBER_FramesEmittedOnAscendingProfile_COUNT | Distinct frames emitted on ascending profile
521 | - | -1 | statistics on Argos or Iridium received data | 0 | NUMBER_FramesReceivedOnAscendingProfile_COUNT | number of distinct frames received for ascending profile data | TRUE | NUMBER_FramesReceivedOnAscendingProfile_COUNT | Frames received on ascending profile
222 | - | 14 | number of descent slices in shallow zone | 1 | NUMBER_DescendingProfileReductionUpperPart_COUNT | number of slices in the shallow zone of the descending profile after reduction | TRUE | NUMBER_DescendingProfileReductionUpperPart_COUNT | Descending profile reduction Number of slices in shallow zone - NTS
223 | - | 15 | number of descent slices in deep zone | 1 | NUMBER_DescendingProfileReductionLowerPart_COUNT | number of slices in the deep zone of the descending profile after reduction | TRUE | NUMBER_DescendingProfileReductionLowerPart_COUNT | Descending profile reduction Number of slices in deep zone - NTF
224 | - | -1 | parameter #222 + parameter #223 | 0 | NUMBER_DescendingCTDSamplesInternalCounter_COUNT | total number of slices of the descending profile after reduction | TRUE | NUMBER_DescendingCTDSamplesInternalCounter_COUNT | total number of slices of the descending profile after reduction
225 | - | -1 | statistics on Argos or Iridium received data | 0 | NUMBER_DescendingCTDSamplesProfileTotal_COUNT | total number of CTD measurements received for the descending profile | FALSE | NUMBER_DescendingCTDSamplesTotal_COUNT | Descending profile measurements - Profile total
522 | - | 16 | number of ascent slices in shallow zone | 1 | NUMBER_AscendingProfileReductionUpperPart_COUNT | number of slices in the shallow zone of the ascending profile after reduction | TRUE | NUMBER_AscendingProfileReductionUpperPart_COUNT | Ascending profile reduction Number of slices in shallow zone - NTS
523 | - | 17 | number of ascent slices in deep zone | 1 | NUMBER_AscendingProfileReductionLowerPart_COUNT | number of slices in the deep zone of the ascending profile after reduction | TRUE | NUMBER_AscendingProfileReductionLowerPart_COUNT | Ascending profile reduction Number of slices in deep zone - NTF
524 | - | -1 | parameter #522 + parameter #523 | 0 | NUMBER_AscendingCTDSamplesInternalCounter_COUNT | total number of slices of the ascending profile after reduction | TRUE | NUMBER_AscendingCTDSamplesInternalCounter_COUNT | total number of slices of the ascending profile after reduction
525 | - | -1 | statistics on Argos or Iridium received data | 0 | NUMBER_AscendingCTDSamplesProfileTotal_COUNT | number of CTD measurements received for the ascending profile | FALSE | NUMBER_AscendingCTDSamplesTotal_COUNT | Ascending profile measurements - Profile total
322 | - | 18 | number of CTD measurements in drift | 1 | NUMBER_ParkCTDSamplesInternalCounter_COUNT | number of park CTD measurements emitted | FALSE | NUMBER_ParkCTDSamplesInternal_COUNT | Park measurements - Internal counter
321 | - | -1 | statistics on Argos or Iridium received data | 0 | NUMBER_FramesCrcOkOnPark_COUNT | number of float frames received with a good CRC for the park phase | TRUE | NUMBER_FramesCrcOkOnPark_COUNT | Distinct frames received with crc ok on immersion profile
323 | - | -1 | statistics on Argos or Iridium received data | 0 | NUMBER_ParkCTDSamplesTotal_COUNT | number of CTD measurements received for the park phase | TRUE | NUMBER_ParkCTDSamplesTotal_COUNT | Park measurements - Drift total
111 | - | 19 | float's time : hh (5bits)+mm (6bits)+ss (6bits) | 1 | CLOCK_FloatTime_HHMMSS | float internal clock time | TRUE | CLOCK_FloatTime_HHMMSS | float internal clock time
112 | - | -1 | Argos or Iridium date of technical message | 0 | CLOCK_Satellite_YYYYMMDDHHMMSS | date of the technical message used to decode the float internal clock time | TRUE | CLOCK_Satellite_YYYYMMDDHHMMSS | time derived from satellite communications
113 | - | -1 | "float time" - "satellite time" | 0 | CLOCK_FloatTimeCorrection_MMSS | float internal clock time correction | FALSE | CLOCK_FloatTimeCorrection_minutes | float internal clock time correction
610 | - | 20 | pressure sensor offset | 1 | PRES_SurfaceOffsetCorrectedNotResetNegative_1cBarResolution_dBAR | surface pressure recorded just before the previous descent but data is corrected on board the float. Note: cumulative NEGATIVE offset (real offset * -1) but no further correction required. Autocorrected | FALSE | PRES_SurfaceOffsetCorrectedNotResetNegative_1cBarResolution_dbar | Surface pressure recorded just before the previous descent but data is corrected on board the float. Note: cumulative NEGATIVE offset (real offset * -1) but no further correction required. Autocorrected
611 | - | 21 | internal pressure | 1 | PRESSURE_InternalVacuumAtSurface_mBAR | surface internal pressure | FALSE | PRESSURE_InternalVacuumAtSurface_mbar | Surface internal pressure
TRAJ | 214 | 22 | max pressure in descent to parking depth | 1 | PRES_DescentToParkMaxPressure_dBAR | maximum pressure measured during descent to park | TRAJ | PRES_DescentToParkMaxPressure_dBAR | Descent to park - Max pressure
124 | - | 23 | profile ascent start time | 1 | CLOCK_StartAscentToSurface_HHMM | start time of the ascent to the surface, in float time (tenths of an hour since midnight) | TRUE | CLOCK_StartAscentToSurface_HHMM | ascent start time (tenths of an hour since midnight)
TRAJ | 123 | -1 | parameter #124 + day | 0 | CLOCK_StartAscentToSurface_YYYYMMDDHHMMSS | start date of the ascent to the surface | TRAJ | CLOCK_StartAscentToSurface_DecimalHour
310 | - | 24 | number of entrance in drift target range (descent) | 1 | NUMBER_DescentToParkEntriesInParkMargin_COUNT | descent to park pressure: number of entries in margin around park pressure target - specifically, how many times the float enters the band of pressure surrounding the target park pressure (generally +/- 30db) | TRUE | NUMBER_DescentToParkEntriesInParkMargin_COUNT | descent to park pressure: number of entries in margin around park pressure target - specifically, how many times the float enters the band of pressure surrounding the target park pressure (generally +/- 30db)
TRAJ | 312 | 25 | minimum pressure in drift (bars) | 1 | PRES_ParkMinimum_dBAR | minimum pressure measured during park phase | TRAJ | PRES_ParkMinimum_dBAR | minimum PRES during park phase
TRAJ | 313 | 26 | maximum pressure in drift (bars) | 1 | PRES_ParkMaximum_dBAR | maximum pressure measured during park phase | TRAJ | PRES_ParkMaximum_dBAR | maximum PRES during park phase
TRAJ | 613 | 27 | grounding detected (grounding = 1, No grounding = 0) | 1 | FLAG_Grounded_LOGICAL | did the float touch the ground for that cycle? | TRAJ | FLAG_Grounded_NUMBER | grounded flag , diagnostic bit - could also be logical? Yes/no? 0/1?
412 | - | 28 | number of hydraulic valve action in descent profile | 1 | NUMBER_ValveActionsDuringDescentToProfile_COUNT | number of valve actions during descent to start profile pressure | TRUE | NUMBER_ValveActionsDuringDescentToProfile_COUNT | number of valve actions during descent to start profile pressure
413 | - | 29 | number of pump actions in descent profile | 1 | NUMBER_PumpActionsDuringDescentToProfile_COUNT | number of pump actions during descent to start profile pressure | TRUE | NUMBER_PumpActionsDuringDescentToProfile_COUNT | number of pump actions during descent to start profile pressure
TRAJ | 414 | 30 | max pressure in descent or drift to Pprofile (bars) | 1 | PRES_DescentToProfileMaxPressure_dBAR | maximum pressure measured during descent to start profile pressure | TRAJ | PRES_DescentToProfileMaxPressure_dBAR | Descent to profile- Max pressure
411 | - | 31 | number of re-positionning in profile stand-by | 1 | NUMBER_RepositionsAtProfileDepth_COUNT | number of times the float readjusts its buoyancy (using either its pump or its valve) during the stand-by at profile pressure | TRUE | NUMBER_RepositionsAtProfileDepth_COUNT | at profile pressure stand-by, number of times the float readjusts its buoyancy - using either the pump or EV
614 | - | 32 | batteries voltage drop at Pmax, pump ON (with regard to Unom = 10.0 V) (in dV) | 1 | VOLTAGE_BatteryPumpStartProfile_volts | Pump battery voltage (volts) at depth | TRUE | VOLTAGE_BatteryPumpStartProfile_volts | Pump battery voltage (volts) at depth
120 | - | 33 | profile descent start time | 1 | CLOCK_StartDescentToProfile_HHMM | park phase end time, in float time (tenths of an hour since midnight) | TRUE | CLOCK_StartDescentToProfile_HHMM | time when descent to profile pressure starts (tenths of an hour since midnight)
TRAJ | 119 | -1 | parameter #120 + day | 0 | CLOCK_StartDescentToProfile_YYYYMMDDHHMMSS | park phase end date | TRAJ | CLOCK_StartDescentToProfile_DecimalHour
122 | - | 34 | profile descent stop time | 1 | CLOCK_EndDescentToProfile_HHMM | stand-by at profile pressure start time, in float time (tenths of an hour since midnight) | TRUE | CLOCK_EndDescentToProfile_HHMM | time when float reaches profile pressure (tenths of an hour since midnight)
TRAJ | 121 | -1 | parameter #122 + day | 0 | CLOCK_EndDescentToProfile_YYYYMMDDHHMMSS | stand-by at profile pressure start date | TRAJ | CLOCK_EndDescentToProfile_DecimalHour
110 | - | 35 | RTC state indicator ( normal = 0, failure = 1) | 1 | FLAG_RTCStatusOk_LOGICAL | status of the float internal Real Time Clock | FALSE | FLAG_RTCStatus_LOGICAL | real time clock status - 1= OK, 0=not OK
410 | - | 36 | number of entrance in profile target range (descent) | 1 | NUMBER_DescentToProfileEntriesInProfileMargin_COUNT | descent to profile pressure: number of entries in margin around profile pressure target - specifically, how many times the float enters the band of pressure surrounding the target profile pressure (generally +/- 30db) | TRUE | NUMBER_DescentToProfileEntriesInProfileMargin_COUNT | descent to profile pressure: number of entries in margin around profile pressure target - specifically, how many times the float enters the band of pressure surrounding the target profile pressure (generally +/- 30db)
616 | - | 37 | oxygen sensor state indicator (normal = 0, failure = 1) | 1 | FLAG_OptodeStatusOk_LOGICAL | status of the oxygen sensor | FALSE | FLAG_OptodeStatus_LOGICAL | Sensor status - 1= OK, 0=not OK
1000 | - | -1 | Number of tech messages received | 0 |  |  |  | TECH_AUX_NUMBER_TechnicalMessageReceived_COUNT | Number of times technical message has been received.
1001 | - | -1 | Argos data file time span | 0 |  |  |  | TECH_AUX_TIME_ArgosReceivedDataTimeSpan_HHMMSS | Time difference between first and last Argos float messages assigned to the cycle.
Note on F2: Auteur: in red: label to create in yellow: label exists but with different unit suffix

## 30 (4.52)
Refonte soft pour NAOS 2013 (WP2.1A du projet NAOS), 2 msg techniques
Stored in 'surface cycle' | Nc Tech Ref Id | Tech msg item # | Tech msg name | Res. | NcTechParamName | Description
0 | 10 | -1 | statistics on Argos or GPS received data |  | NUMBER_ArgosPositions_COUNT | total number of Argos positions received.
0 | 11 | -1 | statistics on Argos received data |  | NUMBER_ArgosPositioningClass0_COUNT | positioning (ARGOS message) - Class 0 - accuracy >1500m radius
0 | 12 | -1 | statistics on Argos received data |  | NUMBER_ArgosPositioningClass1_COUNT | positioning (ARGOS message) - Class 1 - accuracy better than 1500m radius
0 | 13 | -1 | statistics on Argos received data |  | NUMBER_ArgosPositioningClass2_COUNT | positioning (ARGOS message) - Class 2 - accuracy better than 500m radius
0 | 14 | -1 | statistics on Argos received data |  | NUMBER_ArgosPositioningClass3_COUNT | positioning (ARGOS message) - Class 3 - accuracy better than 250m radius
0 | 15 | -1 | statistics on Argos received data |  | NUMBER_ArgosPositioningClassA_COUNT | positioning (ARGOS message) - Class A
0 | 16 | -1 | statistics on Argos received data |  | NUMBER_ArgosPositioningClassB_COUNT | positioning (ARGOS message) - Class B
0 | 17 | -1 | statistics on Argos received data |  | NUMBER_ArgosPositioningClassZ_COUNT | positioning (ARGOS message) - Class Z
0 | 20 | -1 | statistics on Argos received data |  | NUMBER_TransmissionFloatFramesComplete_COUNT | Transmission (PROVOR frames) - Complete
0 | 21 | -1 | statistics on Argos received data |  | NUMBER_TransmissionFloatFramesCrcOk_COUNT | Transmission (PROVOR frames) - CRC OK
0 | 22 | -1 | statistics on Argos received data |  | NUMBER_TransmissionFloatFramesTechnicalOk_COUNT | Transmission (PROVOR frames) - Technical OK
0 | - | - | Technical message #1
0 | - | 0 | Type (=0)
0 | - | 1 | CRC
0 | - | - | Cycle information
0 | - | 2 | Cycle Number |  | used to associate data to the correct cycle
0 | - | - | Deployment
1 | 1100 | 3 | External bladder state at deployment (0: float stay at surface, 1: heavy float at deployment) |  | FLAG_StatusBladderStateAtLaunch_NUMBER | External bladder state at deployment (0: float stay at surface, 1: heavy float at deployment)
0 | - | - | Buoyancy reduction
0 | 1101 | 4 | Real valve opening time at surface | 10 s | TIME_ValveActionsAtSurface_seconds | Duration of the basic valve actions.
0 | 1102 | 5 | Additional valve actions at surface |  | NUMBER_ValveActionsAtSurfaceDuringDescent_COUNT | number of solenoid valve actions at the surface until the crossing of the GAP threshold
0 | 1103 | 6 | Grounding at Surface (0 : no grounding, 1 : grounding) |  | FLAG_Beached_NUMBER | is the float beached? - could be logical
0 | - | - | Descent to Parking Depth
0 | 1104 | 7 | Nb of valve actions in descent to Parking Depth |  | NUMBER_ValveActionsDuringDescentToPark_COUNT | number of valve actions between the crossing of the gap threshold and the end of descent at park pressure
0 | 1105 | 8 | Nb of pump actions in descent to Parking Depth |  | NUMBER_PumpActionsDuringDescentToPark_COUNT | number of pump actions between the crossing of the gap threshold and the end of descent at park pressure
0 | - | - | Drift at Parking Depth
0 | 1106 | 9 | Nb of entrance in Drift target range |  | NUMBER_DescentToParkEntriesInParkMargin_COUNT | descent to park pressure: number of entries in margin around park pressure target - specifically, how many times the float enters the band of pressure surrounding the target park pressure (generally +/- 30db)
0 | 1107 | 10 | Nb of repositionning in Parking Stand-by |  | NUMBER_RepositionsDuringPark_COUNT | number of times the float readjusts its buoyancy during park phase - using either the pump or EV
0 | 1108 | 11 | Number of valve actions during drift at Parking Depth |  | NUMBER_ValveActionsDuringPark_COUNT | number of valve actions during park phase
0 | 1109 | 12 | Number of pump actions during drift at Parking Depth |  | NUMBER_PumpActionsDuringPark_COUNT | number of pump actions while at park depth
0 | - | - | Descent to Profile Depth
0 | 1110 | 13 | Nb of valve actions in descent to Profile Depth |  | NUMBER_ValveActionsDuringDescentToProfile_COUNT | number of valve actions during descent to start profile pressure
0 | 1111 | 14 | Nb of pump actions in descent to Profile Depth |  | NUMBER_PumpActionsDuringDescentToProfile_COUNT | number of pump actions during descent to start profile pressure
0 | - | - | Grounding
0 | - | 15 | 1st Grounding Pressure | 1 bar | in TRAJ
0 | 1112 | 16 | 1st Grounding day relative to cycle start | 1 day | CLOCK_TimeGrounded_FloatDay | Day number when the float grounds for the first time (relative to mission start day).
0 | 1113 | 17 | 1st Grounding Hour | 6 min | CLOCK_TimeGrounded_HHMM | time the float grounded
0 | 1114 | 18 | 1st Grounding phase (*) |  | FLAG_FirstGroundingCyclePhase_NUMBER | Phase of the float life or cycle when the first grounding occurred. See the manual for phase definition - this will vary with float type
0 | 1115 | 19 | Total Grounding number |  | FLAG_Grounded_NUMBER | grounded flag , diagnostic bit - could also be logical? Yes/no? 0/1? Or can be number of profiles during which the float grounded
0 | - | - | Drift at Profile Depth
0 | 1116 | 20 | Number of entrance in Profile target range |  | NUMBER_DescentToProfileEntriesInProfileMargin_COUNT | descent to profile pressure: number of entries in margin around profile pressure target - specifically, how many times the float enters the band of pressure surrounding the target profile pressure (generally +/- 30db)
0 | 1117 | 21 | Number of repositionning in Profile stand-by |  | NUMBER_RepositionsAtProfileDepth_COUNT | at profile pressure stand-by, number of times the float readjusts its buoyancy - using either the pump or EV
0 | 1118 | 22 | Number of valve actions during drift at Profile Depth |  | NUMBER_ValveActionsDuringProfileDrift_COUNT | number of valve actions while drifting at profile depth
0 | 1119 | 23 | Number of pump actions during drift at Profile Depth |  | NUMBER_PumpActionsDuringProfileDrift_COUNT | Number of pump actions during drift at profile depth.
0 | - | - | Ascent Profile
0 | 1120 | 24 | Number of pump actions in ascent |  | NUMBER_PumpActionsDuringAscentToSurface_COUNT | number of pump actions between start and end of ascent
0 | 1121 | 25 | Number of pump actions in ascent for float lift-up |  | NUMBER_PumpActionsToStartAscent_COUNT | Number of pump actions needed to start the ascent.
0 | - | - | Data information
0 | 1122 | 26 | Number of descent CTD messages |  | NUMBER_FramesEmittedOnDescendingProfile_COUNT | Distinct frames emitted on descending profile
0 | 221 | -1 | statistics on Argos or Iridium received data |  | NUMBER_FloatFramesReceivedOnDescendingProfile_COUNT | Provor frames received on descending profile
0 | 1123 | 27 | Number of drift CTD messages |  | NUMBER_FramesEmittedOnPark_COUNT | Distinct frames emitted on immersion profile
0 | 1124 | 28 | Number of ascent CTD messages |  | NUMBER_FramesEmittedOnAscendingProfile_COUNT | Distinct frames emitted on ascending profile
0 | 521 | -1 | statistics on Argos or Iridium received data |  | NUMBER_FramesReceivedOnAscendingProfile_COUNT | Frames received on ascending profile
0 | 1125 | 29 | Number of descent slices in shallow zone |  | NUMBER_DescendingProfileReductionUpperPart_COUNT | Descending profile reduction Number of slices in shallow zone - NTS
0 | 1126 | 30 | Number of descent slices in deep zone |  | NUMBER_DescendingProfileReductionLowerPart_COUNT | Descending profile reduction Number of slices in deep zone - NTF
0 | 224 | -1 | sum of 2 previous ones |  | NUMBER_DescendingCTDSamplesInternalCounter_COUNT | total number of slices of the descending profile after reduction
0 | 225 | -1 | statistics on Argos or Iridium received data |  | NUMBER_DescendingCTDSamplesTotal_COUNT | Descending profile measurements - Profile total
0 | 1127 | 31 | Number of CTD measurements in drift |  | NUMBER_ParkCTDSamplesInternal_COUNT | Park measurements - Internal counter
0 | 321 | -1 | statistics on Argos or Iridium received data |  | NUMBER_FramesCrcOkOnPark_COUNT | Distinct frames received with crc ok on immersion profile
0 | 323 | -1 | statistics on Argos or Iridium received data |  | NUMBER_ParkCTDSamplesTotal_COUNT | Park measurements - Drift total
0 | 1128 | 32 | Number of ascent slices in shallow zone |  | NUMBER_AscendingProfileReductionUpperPart_COUNT | Ascending profile reduction Number of slices in shallow zone - NTS
0 | 1129 | 33 | Number of ascent slices in deep zone |  | NUMBER_AscendingProfileReductionLowerPart_COUNT | Ascending profile reduction Number of slices in deep zone - NTF
0 | 524 | -1 | sum of 2 previous ones |  | NUMBER_AscendingCTDSamplesInternalCounter_COUNT | total number of slices of the ascending profile after reduction
0 | 525 | -1 | statistics on Argos or Iridium received data |  | NUMBER_AscendingCTDSamplesTotal_COUNT | Ascending profile measurements - Profile total
0 | - | - | General Information
0 | 1130 | 34 | Internal vacuum |  | PRESSURE_InternalVacuumAtSurface_mbar | Surface internal pressure
0 | 1131 | 35 | Internal vacuum at Profile start |  | PRESSURE_InternalVacuumProfileStart_mbar | Internal tube pressure [mbar] in profile depth
1 | 1132 | 36 | Battery voltage Drop at Pmax, Pump ON (With regards to Unom = 15.0 V, in dV) | 0.1 V | VOLTAGE_BatteryPumpStartProfile_volts | Pump battery voltage (volts) at depth
1 | 1133 | 37 | RTC Error |  | FLAG_RTCStatus_LOGICAL | real time clock status - 1= OK, 0=not OK
0 | 1134 | 38 | CTD Error (0 : no error, 1 Time-Out, 2, incomplete or broken frame, 3 = fast pressure default) |  | FLAG_CTDStatus_NUMBER | Flag indicating the status of the CTD (see manual) (could be reported as hex)
0 | 1135 | 39 | CTD default phase (*) |  | FLAG_CTDErrorCyclePhase_NUMBER | Phase of the float life or cycle when the CTD occurred. See the manual for phase definition - this will vary with float type
0 | - | 40 | Oxygen sensor status (0 : OK, 1 : Problem) (optional) |  | unused
1 | 1136 | 41 | Auto-test Flag (0 : Problem, 1 : OK) |  | FLAG_InitialCheckError_LOGICAL | Auto-test is performed at the beginning of the mission: Flag 0 = Problem, 1 = OK
1 | 1137 | 42 | Last reset day : DD | 1 day | CLOCK_LastReset_DD | Clock time of the last reset of the float
1 | 1138 | 43 | MM | 1 month | CLOCK_LastReset_MM | Clock time of the last reset of the float
0 | - | - | Emergency ascent
0 | 1139 | 44 | Number of emergency ascent |  | NUMBER_EmergencyAscents_COUNT | Number of Emergency ascents - Internal count
0 | 1140 | 45 | 1st emergency ascent Hour | 6 min | CLOCK_TimeOfFirstEmergencyAscent_HHMM | Number of minutes elapsed in the day of the float first emergency ascent.
0 | 1141 | 46 | 1st emergency ascent Pressure (add to 200 Bars) | 1 bar | PRES_FirstEmergencyAscent_dbar | Pressure that triggered the first emergency ascent
0 | 1142 | 47 | Pump actions during emergency ascent |  | NUMBER_PumpActionsOnFirstEmergencyAscent_COUNT | Emergency ascent - pump actions at emergency depth
0 | 1143 | 48 | 1st emergency ascent day relative to Cycle start | 1 day | CLOCK_TimeOfFirstEmergencyAscent_FloatDay | Day number of the float first emergency ascent (relative to mission start day).
0 | - | - | Technical message #2
0 | - | 0 | Type (=1)
0 | - | 1 | CRC
0 | - | - | Cycle information
0 | - | 2 | Cycle Number |  | used to associate data to the corect cycle
0 | - | 3 | Format code |  | not defined yet how it can be use to check meta-data (waiting for NKE doc on this subject)
0 | - | - | Buoyancy reduction
0 | 1200 | 4 | Cycle Start day : DD |  | CLOCK_InitialValveActionDescentToPark_DD | Date of the beginning of buoyancy reduction (relative to mission start day).
0 | 1201 | 5 | Cycle Start Month : MM |  | CLOCK_InitialValveActionDescentToPark_MM | Date of the beginning of buoyancy reduction (relative to mission start day).
0 | 1202 | 6 | Cycle Start Hour | 1 min | CLOCK_InitialValveActionDescentToPark_HHMM | Date of the beginning of buoyancy reduction (relative to mission start day).
0 | - | - | Descent to Parking Depth
0 | 1203 | 7 | Descent Start Time | 1 min | CLOCK_StartDescentProfile_HHMM | time when descent profile starts
0 | 1204 | 8 | Float Stabilisation Time | 6 min | CLOCK_InitialStabilizationDuringDescentToPark_HHMM | time when first stabilization appears during descent to park (tenths of an hour since midnight)
0 | 1205 | 9 | End of descent time | 1 min | CLOCK_EndDescentToPark_HHMM | time when park pressure is reached (tenths of an hour since midnight)
0 | - | 10 | 1st Stabilisation Pressure | 1 bar | in TRAJ
0 | - | 11 | Max pressure in descent to Parking Depth | 1 bar | in TRAJ
0 | - | - | Drift at Parking Depth
0 | 1206 | 12 | Parking drift Start day | 1 day | CLOCK_EndDescentToPark_DD | time when park pressure is reached
0 | - | 13 | Min Pressure in Drift | 1 dbar | in TRAJ
0 | - | 14 | Max Pressure in Drift | 1 dbar | in TRAJ
0 | - | - | Descent to Profile Depth
0 | 1207 | 15 | Descent to Profile Depth Start time | 1 min | CLOCK_StartDescentToProfile_HHMM | Number of minutes elapsed in the day at the beginning of the descent to profile depth.
0 | 1208 | 16 | Descent to Profile Depth Stop time | 6 min | CLOCK_EndDescentToProfile_HHMM | Number of minutes elapsed in the day at the end of the descent to profile depth.
0 | - | 17 | Max Pressure in descent Profile Depth | 1 bar | in TRAJ
0 | - | - | Drift at Profile Depth
0 | - | 18 | Min Pressure in Drift at Profile Depth | 1 bar | in TRAJ
0 | - | 19 | Max Pressure in Drift at Profile Depth | 1 bar | in TRAJ
0 | - | - | Ascent Profile
0 | 1209 | 20 | Ascent Profile Start time | 1 min | CLOCK_StartAscentToSurface_HHMM | ascent start time (tenths of an hour since midnight)
0 | 1210 | 21 | Ascent Profile Stop time | 1 min | CLOCK_TransmissionStart_HHMM | time of the first transmission for this cycle
0 | - | - | General Information
1 | 1211 | 22 | Float’s internal Hours | 1 hour | CLOCK_FloatTime_HHMMSS | float internal clock time
0 | - | 23 | Float’s internal Minutes | 1 min | concatenated in above information
0 | - | 24 | Float’s internal Seconds | 1 sec | concatenated in above information
1 | 112 | -1 | Argos or Iridium date of technical message |  | CLOCK_Satellite_YYYYMMDDHHMMSS | time derived from satellite communications
1 | 113 | -1 | "float time" - "satellite time" |  | CLOCK_FloatTimeCorrection_minutes | float internal clock time correction
1 | 1212 | 25 | Float’s day (gregorian calendar) | 1 day | CLOCK_FloatTime_DD | float internal clock time
0 | 1213 | 26 | Pressure Sensor Offset | 1 cbar | PRES_SurfaceOffsetCorrectedNotResetNegative_1cBarResolution_dbar | Surface pressure recorded just before the previous descent but data is corrected on board the float. Note: cumulative NEGATIVE offset (real offset * -1) but no further correction required. Autocorrected
0 | - | - | Previous cycle transmission
0 | 1214 | 27 | Transmission Start day : dd | 1 day | CLOCK_TransmissionStart_DD | time of the first transmission for this cycle
0 | 1215 | 28 | Transmission Start hour : hh | 6 min | CLOCK_TransmissionStart_HHMM | time of the first transmission for this cycle
0 | 1216 | 29 | Number of repetitions for each argos message |  | NUMBER_TelemetryRetransmission_COUNT | Number of repeated transmissions of float data for each Argos message
0 | 1000 | -1 | Number of tech #1 messages received |  | TECH_AUX_NUMBER_TechnicalMessage1Received_COUNT | Number of times technical message #1 has been received.
0 | 1001 | -1 | Number of tech #2 messages received |  | TECH_AUX_NUMBER_TechnicalMessage2Received_COUNT | Number of times technical message #2 has been received.
0 | 1002 | -1 | Number of parameter messages received |  | TECH_AUX_NUMBER_ParameterMessageReceived_COUNT | Number of times parameter message has been received.
0 | 1003 | -1 | Argos data file time span |  | TECH_AUX_TIME_ArgosReceivedDataTimeSpan_HHMMSS | Time difference between first and last Argos float messages assigned to the cycle.
Note on F2: Auteur: in red: label to create in yellow: label exists but with different unit suffix

## 32 (4.54)
Idem 30 avec ajout info #40 du tech msg #1
Stored in 'surface cycle' | Nc Tech Ref Id | Tech msg item # | Tech msg name | Res. | NcTechParamName | Description
0 | 10 | -1 | statistics on Argos or GPS received data |  | NUMBER_ArgosPositions_COUNT | total number of Argos positions received.
0 | 11 | -1 | statistics on Argos received data |  | NUMBER_ArgosPositioningClass0_COUNT | positioning (ARGOS message) - Class 0 - accuracy >1500m radius
0 | 12 | -1 | statistics on Argos received data |  | NUMBER_ArgosPositioningClass1_COUNT | positioning (ARGOS message) - Class 1 - accuracy better than 1500m radius
0 | 13 | -1 | statistics on Argos received data |  | NUMBER_ArgosPositioningClass2_COUNT | positioning (ARGOS message) - Class 2 - accuracy better than 500m radius
0 | 14 | -1 | statistics on Argos received data |  | NUMBER_ArgosPositioningClass3_COUNT | positioning (ARGOS message) - Class 3 - accuracy better than 250m radius
0 | 15 | -1 | statistics on Argos received data |  | NUMBER_ArgosPositioningClassA_COUNT | positioning (ARGOS message) - Class A
0 | 16 | -1 | statistics on Argos received data |  | NUMBER_ArgosPositioningClassB_COUNT | positioning (ARGOS message) - Class B
0 | 17 | -1 | statistics on Argos received data |  | NUMBER_ArgosPositioningClassZ_COUNT | positioning (ARGOS message) - Class Z
0 | 20 | -1 | statistics on Argos received data |  | NUMBER_TransmissionFloatFramesComplete_COUNT | Transmission (PROVOR frames) - Complete
0 | 21 | -1 | statistics on Argos received data |  | NUMBER_TransmissionFloatFramesCrcOk_COUNT | Transmission (PROVOR frames) - CRC OK
0 | 22 | -1 | statistics on Argos received data |  | NUMBER_TransmissionFloatFramesTechnicalOk_COUNT | Transmission (PROVOR frames) - Technical OK
0 | - | - | Technical message #1
0 | - | 0 | Type (=0)
0 | - | 1 | CRC
0 | - | - | Cycle information
0 | - | 2 | Cycle Number |  | used to associate data to the correct cycle
0 | - | - | Deployment
1 | 1100 | 3 | External bladder state at deployment (0: float stay at surface, 1: heavy float at deployment) |  | FLAG_StatusBladderStateAtLaunch_NUMBER | External bladder state at deployment (0: float stay at surface, 1: heavy float at deployment)
0 | - | - | Buoyancy reduction
0 | 1101 | 4 | Real valve opening time at surface | 10 s | TIME_ValveActionsAtSurface_seconds | Duration of the basic valve actions.
0 | 1102 | 5 | Additional valve actions at surface |  | NUMBER_ValveActionsAtSurfaceDuringDescent_COUNT | number of solenoid valve actions at the surface until the crossing of the GAP threshold
0 | 1103 | 6 | Grounding at Surface (0 : no grounding, 1 : grounding) |  | FLAG_Beached_NUMBER | is the float beached? - could be logical
0 | - | - | Descent to Parking Depth
0 | 1104 | 7 | Nb of valve actions in descent to Parking Depth |  | NUMBER_ValveActionsDuringDescentToPark_COUNT | number of valve actions between the crossing of the gap threshold and the end of descent at park pressure
0 | 1105 | 8 | Nb of pump actions in descent to Parking Depth |  | NUMBER_PumpActionsDuringDescentToPark_COUNT | number of pump actions between the crossing of the gap threshold and the end of descent at park pressure
0 | - | - | Drift at Parking Depth
0 | 1106 | 9 | Nb of entrance in Drift target range |  | NUMBER_DescentToParkEntriesInParkMargin_COUNT | descent to park pressure: number of entries in margin around park pressure target - specifically, how many times the float enters the band of pressure surrounding the target park pressure (generally +/- 30db)
0 | 1107 | 10 | Nb of repositionning in Parking Stand-by |  | NUMBER_RepositionsDuringPark_COUNT | number of times the float readjusts its buoyancy during park phase - using either the pump or EV
0 | 1108 | 11 | Number of valve actions during drift at Parking Depth |  | NUMBER_ValveActionsDuringPark_COUNT | number of valve actions during park phase
0 | 1109 | 12 | Number of pump actions during drift at Parking Depth |  | NUMBER_PumpActionsDuringPark_COUNT | number of pump actions while at park depth
0 | - | - | Descent to Profile Depth
0 | 1110 | 13 | Nb of valve actions in descent to Profile Depth |  | NUMBER_ValveActionsDuringDescentToProfile_COUNT | number of valve actions during descent to start profile pressure
0 | 1111 | 14 | Nb of pump actions in descent to Profile Depth |  | NUMBER_PumpActionsDuringDescentToProfile_COUNT | number of pump actions during descent to start profile pressure
0 | - | - | Grounding
0 | - | 15 | 1st Grounding Pressure | 1 bar | in TRAJ
0 | 1112 | 16 | 1st Grounding day relative to cycle start | 1 day | CLOCK_TimeGrounded_FloatDay | Day number when the float grounds for the first time (relative to mission start day).
0 | 1113 | 17 | 1st Grounding Hour | 6 min | CLOCK_TimeGrounded_HHMM | time the float grounded
0 | 1114 | 18 | 1st Grounding phase (*) |  | FLAG_FirstGroundingCyclePhase_NUMBER | Phase of the float life or cycle when the first grounding occurred. See the manual for phase definition - this will vary with float type
0 | 1115 | 19 | Total Grounding number |  | FLAG_Grounded_NUMBER | grounded flag , diagnostic bit - could also be logical? Yes/no? 0/1? Or can be number of profiles during which the float grounded
0 | - | - | Drift at Profile Depth
0 | 1116 | 20 | Number of entrance in Profile target range |  | NUMBER_DescentToProfileEntriesInProfileMargin_COUNT | descent to profile pressure: number of entries in margin around profile pressure target - specifically, how many times the float enters the band of pressure surrounding the target profile pressure (generally +/- 30db)
0 | 1117 | 21 | Number of repositionning in Profile stand-by |  | NUMBER_RepositionsAtProfileDepth_COUNT | at profile pressure stand-by, number of times the float readjusts its buoyancy - using either the pump or EV
0 | 1118 | 22 | Number of valve actions during drift at Profile Depth |  | NUMBER_ValveActionsDuringProfileDrift_COUNT | number of valve actions while drifting at profile depth
0 | 1119 | 23 | Number of pump actions during drift at Profile Depth |  | NUMBER_PumpActionsDuringProfileDrift_COUNT | Number of pump actions during drift at profile depth.
0 | - | - | Ascent Profile
0 | 1120 | 24 | Number of pump actions in ascent |  | NUMBER_PumpActionsDuringAscentToSurface_COUNT | number of pump actions between start and end of ascent
0 | 1121 | 25 | Number of pump actions in ascent for float lift-up |  | NUMBER_PumpActionsToStartAscent_COUNT | Number of pump actions needed to start the ascent.
0 | - | - | Data information
0 | 1122 | 26 | Number of descent CTD messages |  | NUMBER_FramesEmittedOnDescendingProfile_COUNT | Distinct frames emitted on descending profile
0 | 221 | -1 | statistics on Argos or Iridium received data |  | NUMBER_FloatFramesReceivedOnDescendingProfile_COUNT | Provor frames received on descending profile
0 | 1123 | 27 | Number of drift CTD messages |  | NUMBER_FramesEmittedOnPark_COUNT | Distinct frames emitted on immersion profile
0 | 1124 | 28 | Number of ascent CTD messages |  | NUMBER_FramesEmittedOnAscendingProfile_COUNT | Distinct frames emitted on ascending profile
0 | 521 | -1 | statistics on Argos or Iridium received data |  | NUMBER_FramesReceivedOnAscendingProfile_COUNT | Frames received on ascending profile
0 | 1125 | 29 | Number of descent slices in shallow zone |  | NUMBER_DescendingProfileReductionUpperPart_COUNT | Descending profile reduction Number of slices in shallow zone - NTS
0 | 1126 | 30 | Number of descent slices in deep zone |  | NUMBER_DescendingProfileReductionLowerPart_COUNT | Descending profile reduction Number of slices in deep zone - NTF
0 | 224 | -1 | sum of 2 previous ones |  | NUMBER_DescendingCTDSamplesInternalCounter_COUNT | total number of slices of the descending profile after reduction
0 | 225 | -1 | statistics on Argos or Iridium received data |  | NUMBER_DescendingCTDSamplesTotal_COUNT | Descending profile measurements - Profile total
0 | 1127 | 31 | Number of CTD measurements in drift |  | NUMBER_ParkCTDSamplesInternal_COUNT | Park measurements - Internal counter
0 | 321 | -1 | statistics on Argos or Iridium received data |  | NUMBER_FramesCrcOkOnPark_COUNT | Distinct frames received with crc ok on immersion profile
0 | 323 | -1 | statistics on Argos or Iridium received data |  | NUMBER_ParkCTDSamplesTotal_COUNT | Park measurements - Drift total
0 | 1128 | 32 | Number of ascent slices in shallow zone |  | NUMBER_AscendingProfileReductionUpperPart_COUNT | Ascending profile reduction Number of slices in shallow zone - NTS
0 | 1129 | 33 | Number of ascent slices in deep zone |  | NUMBER_AscendingProfileReductionLowerPart_COUNT | Ascending profile reduction Number of slices in deep zone - NTF
0 | 524 | -1 | sum of 2 previous ones |  | NUMBER_AscendingCTDSamplesInternalCounter_COUNT | total number of slices of the ascending profile after reduction
0 | 525 | -1 | statistics on Argos or Iridium received data |  | NUMBER_AscendingCTDSamplesTotal_COUNT | Ascending profile measurements - Profile total
0 | - | - | General Information
0 | 1130 | 34 | Internal vacuum |  | PRESSURE_InternalVacuumAtSurface_mbar | Surface internal pressure
0 | 1131 | 35 | Internal vacuum at Profile start |  | PRESSURE_InternalVacuumProfileStart_mbar | Internal tube pressure [mbar] in profile depth
1 | 1132 | 36 | Battery voltage Drop at Pmax, Pump ON (With regards to Unom = 15.0 V, in dV) | 0.1 V | VOLTAGE_BatteryPumpStartProfile_volts | Pump battery voltage (volts) at depth
1 | 1133 | 37 | RTC Error |  | FLAG_RTCStatus_LOGICAL | real time clock status - 1= OK, 0=not OK
0 | 1134 | 38 | CTD Error (0 : no error, 1 Time-Out, 2, incomplete or broken frame, 3 = fast pressure default) |  | FLAG_CTDStatus_NUMBER | Flag indicating the status of the CTD (see manual) (could be reported as hex)
0 | 1135 | 39 | CTD default phase (*) |  | FLAG_CTDErrorCyclePhase_NUMBER | Phase of the float life or cycle when the CTD occurred. See the manual for phase definition - this will vary with float type
0 | 1144 | 40 | Oxygen sensor status (0 : OK, 1 : Problem) (optional) |  | FLAG_OptodeStatus_NUMBER | Flag indicating the status of the Optode (see manual)
1 | 1136 | 41 | Auto-test Flag (0 : Problem, 1 : OK) |  | FLAG_InitialCheckError_LOGICAL | Auto-test is performed at the beginning of the mission: Flag 0 = Problem, 1 = OK
1 | 1137 | 42 | Last reset day : DD | 1 day | CLOCK_LastReset_DD | Clock time of the last reset of the float
1 | 1138 | 43 | MM | 1 month | CLOCK_LastReset_MM | Clock time of the last reset of the float
0 | - | - | Emergency ascent
0 | 1139 | 44 | Number of emergency ascent |  | NUMBER_EmergencyAscents_COUNT | Number of Emergency ascents - Internal count
0 | 1140 | 45 | 1st emergency ascent Hour | 6 min | CLOCK_TimeOfFirstEmergencyAscent_HHMM | Number of minutes elapsed in the day of the float first emergency ascent.
0 | 1141 | 46 | 1st emergency ascent Pressure (add to 200 Bars) | 1 bar | PRES_FirstEmergencyAscent_dbar | Pressure that triggered the first emergency ascent
0 | 1142 | 47 | Pump actions during emergency ascent |  | NUMBER_PumpActionsOnFirstEmergencyAscent_COUNT | Emergency ascent - pump actions at emergency depth
0 | 1143 | 48 | 1st emergency ascent day relative to Cycle start | 1 day | CLOCK_TimeOfFirstEmergencyAscent_FloatDay | Day number of the float first emergency ascent (relative to mission start day).
0 | - | - | Technical message #2
0 | - | 0 | Type (=1)
0 | - | 1 | CRC
0 | - | - | Cycle information
0 | - | 2 | Cycle Number |  | used to associate data to the corect cycle
0 | - | 3 | Format code |  | not defined yet how it can be use to check meta-data (waiting for NKE doc on this subject)
0 | - | - | Buoyancy reduction
0 | 1200 | 4 | Cycle Start day : DD |  | CLOCK_InitialValveActionDescentToPark_DD | Date of the beginning of buoyancy reduction (relative to mission start day).
0 | 1201 | 5 | Cycle Start Month : MM |  | CLOCK_InitialValveActionDescentToPark_MM | Date of the beginning of buoyancy reduction (relative to mission start day).
0 | 1202 | 6 | Cycle Start Hour | 1 min | CLOCK_InitialValveActionDescentToPark_HHMM | Date of the beginning of buoyancy reduction (relative to mission start day).
0 | - | - | Descent to Parking Depth
0 | 1203 | 7 | Descent Start Time | 1 min | CLOCK_StartDescentProfile_HHMM | time when descent profile starts
0 | 1204 | 8 | Float Stabilisation Time | 6 min | CLOCK_InitialStabilizationDuringDescentToPark_HHMM | time when first stabilization appears during descent to park (tenths of an hour since midnight)
0 | 1205 | 9 | End of descent time | 1 min | CLOCK_EndDescentToPark_HHMM | time when park pressure is reached (tenths of an hour since midnight)
0 | - | 10 | 1st Stabilisation Pressure | 1 bar | in TRAJ
0 | - | 11 | Max pressure in descent to Parking Depth | 1 bar | in TRAJ
0 | - | - | Drift at Parking Depth
0 | 1206 | 12 | Parking drift Start day | 1 day | CLOCK_EndDescentToPark_DD | time when park pressure is reached
0 | - | 13 | Min Pressure in Drift | 1 dbar | in TRAJ
0 | - | 14 | Max Pressure in Drift | 1 dbar | in TRAJ
0 | - | - | Descent to Profile Depth
0 | 1207 | 15 | Descent to Profile Depth Start time | 1 min | CLOCK_StartDescentToProfile_HHMM | Number of minutes elapsed in the day at the beginning of the descent to profile depth.
0 | 1208 | 16 | Descent to Profile Depth Stop time | 6 min | CLOCK_EndDescentToProfile_HHMM | Number of minutes elapsed in the day at the end of the descent to profile depth.
0 | - | 17 | Max Pressure in descent Profile Depth | 1 bar | in TRAJ
0 | - | - | Drift at Profile Depth
0 | - | 18 | Min Pressure in Drift at Profile Depth | 1 bar | in TRAJ
0 | - | 19 | Max Pressure in Drift at Profile Depth | 1 bar | in TRAJ
0 | - | - | Ascent Profile
0 | 1209 | 20 | Ascent Profile Start time | 1 min | CLOCK_StartAscentToSurface_HHMM | ascent start time (tenths of an hour since midnight)
0 | 1210 | 21 | Ascent Profile Stop time | 1 min | CLOCK_TransmissionStart_HHMM | time of the first transmission for this cycle
0 | - | - | General Information
1 | 1211 | 22 | Float’s internal Hours | 1 hour | CLOCK_FloatTime_HHMMSS | float internal clock time
0 | - | 23 | Float’s internal Minutes | 1 min | concatenated in above information
0 | - | 24 | Float’s internal Seconds | 1 sec | concatenated in above information
1 | 112 | -1 | Argos or Iridium date of technical message |  | CLOCK_Satellite_YYYYMMDDHHMMSS | time derived from satellite communications
1 | 113 | -1 | "float time" - "satellite time" |  | CLOCK_FloatTimeCorrection_minutes | float internal clock time correction
1 | 1212 | 25 | Float’s day (gregorian calendar) | 1 day | CLOCK_FloatTime_DD | float internal clock time
0 | 1213 | 26 | Pressure Sensor Offset | 1 cbar | PRES_SurfaceOffsetCorrectedNotResetNegative_1cBarResolution_dbar | Surface pressure recorded just before the previous descent but data is corrected on board the float. Note: cumulative NEGATIVE offset (real offset * -1) but no further correction required. Autocorrected
0 | - | - | Previous cycle transmission
0 | 1214 | 27 | Transmission Start day : dd | 1 day | CLOCK_TransmissionStart_DD | time of the first transmission for this cycle
0 | 1215 | 28 | Transmission Start hour : hh | 6 min | CLOCK_TransmissionStart_HHMM | time of the first transmission for this cycle
0 | 1216 | 29 | Number of repetitions for each argos message |  | NUMBER_TelemetryRetransmission_COUNT | Number of repeated transmissions of float data for each Argos message
0 | 1000 | -1 | Number of tech #1 messages received |  | TECH_AUX_NUMBER_TechnicalMessage1Received_COUNT | Number of times technical message #1 has been received.
0 | 1001 | -1 | Number of tech #2 messages received |  | TECH_AUX_NUMBER_TechnicalMessage2Received_COUNT | Number of times technical message #2 has been received.
0 | 1002 | -1 | Number of parameter messages received |  | TECH_AUX_NUMBER_ParameterMessageReceived_COUNT | Number of times parameter message has been received.
0 | 1003 | -1 | Argos data file time span |  | TECH_AUX_TIME_ArgosReceivedDataTimeSpan_HHMMSS | Time difference between first and last Argos float messages assigned to the cycle.
Note on F2: Auteur: in red: label to create in yellow: label exists but with different unit suffix

## 31 (4.53)
Idem 4.51 avec techId #509 en plus
Nc Tech Ref Id | Id effacées car dans TRAJ | Tech msg item # | Tech msg name | In tech msg | NcTechParamName(decoderv3.0) | Description |  | parameter code (V6) | description
10 | - | -1 | statistics on Argos or GPS received data | 0 | NUMBER_ArgosPositions_COUNT | total number of Argos locations received | TRUE | NUMBER_ArgosPositions_COUNT | total number of Argos positions received.
11 | - | -1 | statistics on Argos received data | 0 | NUMBER_ArgosPositioningClass0_COUNT | number of class 0 Argos locations received | TRUE | NUMBER_ArgosPositioningClass0_COUNT | positioning (ARGOS message) - Class 0 - accuracy >1500m radius
12 | - | -1 | statistics on Argos received data | 0 | NUMBER_ArgosPositioningClass1_COUNT | number of class 1 Argos locations received | TRUE | NUMBER_ArgosPositioningClass1_COUNT | positioning (ARGOS message) - Class 1 - accuracy better than 1500m radius
13 | - | -1 | statistics on Argos received data | 0 | NUMBER_ArgosPositioningClass2_COUNT | number of class 2 Argos locations received | TRUE | NUMBER_ArgosPositioningClass2_COUNT | positioning (ARGOS message) - Class 2 - accuracy better than 500m radius
14 | - | -1 | statistics on Argos received data | 0 | NUMBER_ArgosPositioningClass3_COUNT | number of class 3 Argos locations received | TRUE | NUMBER_ArgosPositioningClass3_COUNT | positioning (ARGOS message) - Class 3 - accuracy better than 250m radius
15 | - | -1 | statistics on Argos received data | 0 | NUMBER_ArgosPositioningClassA_COUNT | number of class A Argos locations received | TRUE | NUMBER_ArgosPositioningClassA_COUNT | positioning (ARGOS message) - Class A
16 | - | -1 | statistics on Argos received data | 0 | NUMBER_ArgosPositioningClassB_COUNT | number of class B Argos locations received | TRUE | NUMBER_ArgosPositioningClassB_COUNT | positioning (ARGOS message) - Class B
17 | - | -1 | statistics on Argos received data | 0 | NUMBER_ArgosPositioningClassZ_COUNT | number of class Z Argos locations received | TRUE | NUMBER_ArgosPositioningClassZ_COUNT | positioning (ARGOS message) - Class Z
20 | - | -1 | statistics on Argos received data | 0 | NUMBER_TransmissionFloatFramesComplete_COUNT | total number of float frames received | TRUE | NUMBER_TransmissionFloatFramesComplete_COUNT | Transmission (PROVOR frames) - Complete
21 | - | -1 | statistics on Argos received data | 0 | NUMBER_TransmissionFloatFramesCrcOk_COUNT | number of float frames received with a good CRC | TRUE | NUMBER_TransmissionFloatFramesCrcOk_COUNT | Transmission (PROVOR frames) - CRC OK
22 | - | -1 | statistics on Argos received data | 0 | NUMBER_TransmissionFloatFramesTechnicalOk_COUNT | number of float technical frames with a good CRC | TRUE | NUMBER_TransmissionFloatFramesTechnicalOk_COUNT | Transmission (PROVOR frames) - Technical OK
TRAJ | 23 | -1 | statistics on Argos received data | 0 | CLOCK_ReceptionStartDateTime_YYYYMMDDHHMMSS | date of the earliest float message received | TRAJ | CLOCK_ReceptionStartDateTime_YYYYMMDDHHMMSS | Start date-time of argos message reception
TRAJ | 24 | -1 | statistics on Argos received data | 0 | CLOCK_ReceptionEndDateTime_YYYYMMDDHHMMSS | date of the latest float message received | TRAJ | CLOCK_ReceptionEndDateTime_YYYYMMDDHHMMSS | End date-time of argos message reception
115 | - | 1 | descent start time | 1 | CLOCK_StartDescentToPark_HHMM | descent start time, in float time (tenths of an hour since midnight) | FALSE | CLOCK_StartDescentProfile_HHMM | time when descent profile starts
TRAJ | 114 | -1 | parameter #115 + day | 0 | CLOCK_StartDescentToPark_YYYYMMDDHHMMSS | descent start date | TRAJ | CLOCK_StartDescentProfile_DecimalHour | time when descent profile starts (tenths of an hour since midnight)
210 | - | 2 | number of valve actions at the surface | 1 | NUMBER_ValveActionsAtSurfaceDuringDescent_COUNT | number of valve actions at the surface until the crossing of the GAP threshold | TRUE | NUMBER_ValveActionsAtSurfaceDuringDescent_COUNT | number of solenoid valve actions at the surface until the crossing of the GAP threshold
116 | - | 3 | float stabilisation time | 1 | CLOCK_InitialStabilizationDuringDescentToPark_HHMM | time when the float first becomes water-neutral during descent to park, in float time (tenths of an hour since midnight) | TRUE | CLOCK_InitialStabilizationDuringDescentToPark_HHMM | time when first stabilization appears during descent to park (tenths of an hour since midnight)
TRAJ | 131 | -1 | parameter #116 + day | 0 | CLOCK_InitialStabilizationDuringDescentToPark_YYYYMMDDHHMMSS | date when the float first becomes water-neutral during descent to park | TRAJ | CLOCK_InitialStabilizationDuringDescentToPark_DecimalHour
TRAJ | 211 | 4 | float stabilisation pressure | 1 | PRES_InitialStabilizationDuringDescentToPark_dBAR | pressure when the float first becomes water-neutral during descent to park | TRAJ | PRES_InitialStabilizationDuringDescentToPark_dBAR | pressure when first stabilization appears during descent to park (dbar)
212 | - | 5 | number of valve actions in descent | 1 | NUMBER_ValveActionsDuringDescentToPark_COUNT | number of valve actions between the crossing of the GAP threshold and the end of descent to park pressure | TRUE | NUMBER_ValveActionsDuringDescentToPark_COUNT | number of valve actions between the crossing of the gap threshold and the end of descent at park pressure
213 | - | 6 | number of pump actions in descent | 1 | NUMBER_PumpActionsDuringDescentToPark_COUNT | number of pump actions between the crossing of the GAP threshold and the end of descent to park pressure | TRUE | NUMBER_PumpActionsDuringDescentToPark_COUNT | number of pump actions between the crossing of the gap threshold and the end of descent at park pressure
118 | - | 7 | end of descent time | 1 | CLOCK_EndDescentToPark_HHMM | park phase start time, in float time (tenths of an hour since midnight) | TRUE | CLOCK_EndDescentToPark_HHMM | time when park pressure is reached (tenths of an hour since midnight)
TRAJ | 117 | -1 | parameter #118 + day | 0 | CLOCK_EndDescentToPark_YYYYMMDDHHMMSS | park phase start date | TRAJ | CLOCK_EndDescentToPark_DecimalHour | time when park pressure is reached (tenths of an hour since midnight)
311 | - | 8 | number of repositions | 1 | NUMBER_RepositionsDuringPark_COUNT | number of times the float readjusts its buoyancy (using either its pump or its valve) during the park phase | TRUE | NUMBER_RepositionsDuringPark_COUNT | number of times the float readjusts its buoyancy during park phase - using either the pump or EV
127 | - | 9 | time at end of ascent | 1 | CLOCK_TransmissionStart_HHMM | transmission start time, in float time (tenths of an hour since midnight) | TRUE | CLOCK_TransmissionStart_HHMM | time of the first transmission for this cycle
TRAJ | 126 | -1 | parameter #127 + day | 0 | CLOCK_TransmissionStart_YYYYMMDDHHMMSS | transmission start date | TRAJ | CLOCK_TransmissionStart_HHMMSS | time of the first transmission for this cycle
TRAJ | 125 | -1 | (parameter #127 - 16 min) + day | 0 | CLOCK_EndAscentToSurface_YYYYMMDDHHMMSS | end date of the float's ascent to the surface | TRAJ | CLOCK_EndAscentToSurface_DecimalHour | ascent end time, just before Argos transmission (tenths of an hour since midnight)
510 | - | 10 | number of pump actions in ascent | 1 | NUMBER_PumpActionsDuringAscentToSurface_COUNT | number of pump actions between the start and end of the float's ascent to the surface | TRUE | NUMBER_PumpActionsDuringAscentToSurface_COUNT | number of pump actions between start and end of ascent
220 | - | 11 | number of descent CTD messages | 1 | NUMBER_FramesEmittedOnDescendingProfile_COUNT | number of distinct frames emitted for descending profile data | TRUE | NUMBER_FramesEmittedOnDescendingProfile_COUNT | Distinct frames emitted on descending profile
221 | - | -1 | statistics on Argos or Iridium received data | 0 | NUMBER_FloatFramesReceivedOnDescendingProfile_COUNT | number of distinct frames received for descending profile data | TRUE | NUMBER_FloatFramesReceivedOnDescendingProfile_COUNT | Provor frames received on descending profile
320 | - | 12 | number of drift CTD messages | 1 | NUMBER_FramesEmittedOnPark_COUNT | number of distinct frames emitted for park phase data | TRUE | NUMBER_FramesEmittedOnPark_COUNT | Distinct frames emitted on immersion profile
520 | - | 13 | number of ascent CTD messages | 1 | NUMBER_FramesEmittedOnAscendingProfile_COUNT | number of distinct frames emitted for ascending profile data | TRUE | NUMBER_FramesEmittedOnAscendingProfile_COUNT | Distinct frames emitted on ascending profile
521 | - | -1 | statistics on Argos or Iridium received data | 0 | NUMBER_FramesReceivedOnAscendingProfile_COUNT | number of distinct frames received for ascending profile data | TRUE | NUMBER_FramesReceivedOnAscendingProfile_COUNT | Frames received on ascending profile
222 | - | 14 | number of descent slices in shallow zone | 1 | NUMBER_DescendingProfileReductionUpperPart_COUNT | number of slices in the shallow zone of the descending profile after reduction | TRUE | NUMBER_DescendingProfileReductionUpperPart_COUNT | Descending profile reduction Number of slices in shallow zone - NTS
223 | - | 15 | number of descent slices in deep zone | 1 | NUMBER_DescendingProfileReductionLowerPart_COUNT | number of slices in the deep zone of the descending profile after reduction | TRUE | NUMBER_DescendingProfileReductionLowerPart_COUNT | Descending profile reduction Number of slices in deep zone - NTF
224 | - | -1 | parameter #222 + parameter #223 | 0 | NUMBER_DescendingCTDSamplesInternalCounter_COUNT | total number of slices of the descending profile after reduction | TRUE | NUMBER_DescendingCTDSamplesInternalCounter_COUNT | total number of slices of the descending profile after reduction
225 | - | -1 | statistics on Argos or Iridium received data | 0 | NUMBER_DescendingCTDSamplesProfileTotal_COUNT | total number of CTD measurements received for the descending profile | FALSE | NUMBER_DescendingCTDSamplesTotal_COUNT | Descending profile measurements - Profile total
522 | - | 16 | number of ascent slices in shallow zone | 1 | NUMBER_AscendingProfileReductionUpperPart_COUNT | number of slices in the shallow zone of the ascending profile after reduction | TRUE | NUMBER_AscendingProfileReductionUpperPart_COUNT | Ascending profile reduction Number of slices in shallow zone - NTS
523 | - | 17 | number of ascent slices in deep zone | 1 | NUMBER_AscendingProfileReductionLowerPart_COUNT | number of slices in the deep zone of the ascending profile after reduction | TRUE | NUMBER_AscendingProfileReductionLowerPart_COUNT | Ascending profile reduction Number of slices in deep zone - NTF
524 | - | -1 | parameter #522 + parameter #523 | 0 | NUMBER_AscendingCTDSamplesInternalCounter_COUNT | total number of slices of the ascending profile after reduction | TRUE | NUMBER_AscendingCTDSamplesInternalCounter_COUNT | total number of slices of the ascending profile after reduction
525 | - | -1 | statistics on Argos or Iridium received data | 0 | NUMBER_AscendingCTDSamplesProfileTotal_COUNT | number of CTD measurements received for the ascending profile | FALSE | NUMBER_AscendingCTDSamplesTotal_COUNT | Ascending profile measurements - Profile total
322 | - | 18 | number of CTD measurements in drift | 1 | NUMBER_ParkCTDSamplesInternalCounter_COUNT | number of park CTD measurements emitted | FALSE | NUMBER_ParkCTDSamplesInternal_COUNT | Park measurements - Internal counter
321 | - | -1 | statistics on Argos or Iridium received data | 0 | NUMBER_FramesCrcOkOnPark_COUNT | number of float frames received with a good CRC for the park phase | TRUE | NUMBER_FramesCrcOkOnPark_COUNT | Distinct frames received with crc ok on immersion profile
323 | - | -1 | statistics on Argos or Iridium received data | 0 | NUMBER_ParkCTDSamplesTotal_COUNT | number of CTD measurements received for the park phase | TRUE | NUMBER_ParkCTDSamplesTotal_COUNT | Park measurements - Drift total
111 | - | 19 | float's time : hh (5bits)+mm (6bits)+ss (6bits) | 1 | CLOCK_FloatTime_HHMMSS | float internal clock time | TRUE | CLOCK_FloatTime_HHMMSS | float internal clock time
112 | - | -1 | Argos or Iridium date of technical message | 0 | CLOCK_Satellite_YYYYMMDDHHMMSS | date of the technical message used to decode the float internal clock time | TRUE | CLOCK_Satellite_YYYYMMDDHHMMSS | time derived from satellite communications
113 | - | -1 | "float time" - "satellite time" | 0 | CLOCK_FloatTimeCorrection_MMSS | float internal clock time correction | FALSE | CLOCK_FloatTimeCorrection_minutes | float internal clock time correction
610 | - | 20 | pressure sensor offset | 1 | PRES_SurfaceOffsetCorrectedNotResetNegative_1cBarResolution_dBAR | surface pressure recorded just before the previous descent but data is corrected on board the float. Note: cumulative NEGATIVE offset (real offset * -1) but no further correction required. Autocorrected | FALSE | PRES_SurfaceOffsetCorrectedNotResetNegative_1cBarResolution_dbar | Surface pressure recorded just before the previous descent but data is corrected on board the float. Note: cumulative NEGATIVE offset (real offset * -1) but no further correction required. Autocorrected
611 | - | 21 | internal pressure | 1 | PRESSURE_InternalVacuumAtSurface_mBAR | surface internal pressure | FALSE | PRESSURE_InternalVacuumAtSurface_mbar | Surface internal pressure
TRAJ | 214 | 22 | max pressure in descent to parking depth | 1 | PRES_DescentToParkMaxPressure_dBAR | maximum pressure measured during descent to park | TRAJ | PRES_DescentToParkMaxPressure_dBAR | Descent to park - Max pressure
124 | - | 23 | profile ascent start time | 1 | CLOCK_StartAscentToSurface_HHMM | start time of the ascent to the surface, in float time (tenths of an hour since midnight) | TRUE | CLOCK_StartAscentToSurface_HHMM | ascent start time (tenths of an hour since midnight)
TRAJ | 123 | -1 | parameter #124 + day | 0 | CLOCK_StartAscentToSurface_YYYYMMDDHHMMSS | start date of the ascent to the surface | TRAJ | CLOCK_StartAscentToSurface_DecimalHour
310 | - | 24 | number of entrance in drift target range (descent) | 1 | NUMBER_DescentToParkEntriesInParkMargin_COUNT | descent to park pressure: number of entries in margin around park pressure target - specifically, how many times the float enters the band of pressure surrounding the target park pressure (generally +/- 30db) | TRUE | NUMBER_DescentToParkEntriesInParkMargin_COUNT | descent to park pressure: number of entries in margin around park pressure target - specifically, how many times the float enters the band of pressure surrounding the target park pressure (generally +/- 30db)
TRAJ | 312 | 25 | minimum pressure in drift (bars) | 1 | PRES_ParkMinimum_dBAR | minimum pressure measured during park phase | TRAJ | PRES_ParkMinimum_dBAR | minimum PRES during park phase
TRAJ | 313 | 26 | maximum pressure in drift (bars) | 1 | PRES_ParkMaximum_dBAR | maximum pressure measured during park phase | TRAJ | PRES_ParkMaximum_dBAR | maximum PRES during park phase
TRAJ | 613 | 27 | grounding detected (grounding = 1, No grounding = 0) | 1 | FLAG_Grounded_LOGICAL | did the float touch the ground for that cycle? | TRAJ | FLAG_Grounded_NUMBER | grounded flag , diagnostic bit - could also be logical? Yes/no? 0/1?
412 | - | 28 | number of hydraulic valve action in descent profile | 1 | NUMBER_ValveActionsDuringDescentToProfile_COUNT | number of valve actions during descent to start profile pressure | TRUE | NUMBER_ValveActionsDuringDescentToProfile_COUNT | number of valve actions during descent to start profile pressure
413 | - | 29 | number of pump actions in descent profile | 1 | NUMBER_PumpActionsDuringDescentToProfile_COUNT | number of pump actions during descent to start profile pressure | TRUE | NUMBER_PumpActionsDuringDescentToProfile_COUNT | number of pump actions during descent to start profile pressure
TRAJ | 414 | 30 | max pressure in descent or drift to Pprofile (bars) | 1 | PRES_DescentToProfileMaxPressure_dBAR | maximum pressure measured during descent to start profile pressure | TRAJ | PRES_DescentToProfileMaxPressure_dBAR | Descent to profile- Max pressure
411 | - | 31 | number of re-positionning in profile stand-by | 1 | NUMBER_RepositionsAtProfileDepth_COUNT | number of times the float readjusts its buoyancy (using either its pump or its valve) during the stand-by at profile pressure | TRUE | NUMBER_RepositionsAtProfileDepth_COUNT | at profile pressure stand-by, number of times the float readjusts its buoyancy - using either the pump or EV
614 | - | 32 | batteries voltage drop at Pmax, pump ON (with regard to Unom = 10.0 V) (in dV) | 1 | VOLTAGE_BatteryPumpStartProfile_volts | Pump battery voltage (volts) at depth | TRUE | VOLTAGE_BatteryPumpStartProfile_volts | Pump battery voltage (volts) at depth
120 | - | 33 | profile descent start time | 1 | CLOCK_StartDescentToProfile_HHMM | park phase end time, in float time (tenths of an hour since midnight) | TRUE | CLOCK_StartDescentToProfile_HHMM | time when descent to profile pressure starts (tenths of an hour since midnight)
TRAJ | 119 | -1 | parameter #120 + day | 0 | CLOCK_StartDescentToProfile_YYYYMMDDHHMMSS | park phase end date | TRAJ | CLOCK_StartDescentToProfile_DecimalHour
122 | - | 34 | profile descent stop time | 1 | CLOCK_EndDescentToProfile_HHMM | stand-by at profile pressure start time, in float time (tenths of an hour since midnight) | TRUE | CLOCK_EndDescentToProfile_HHMM | time when float reaches profile pressure (tenths of an hour since midnight)
TRAJ | 121 | -1 | parameter #122 + day | 0 | CLOCK_EndDescentToProfile_YYYYMMDDHHMMSS | stand-by at profile pressure start date | TRAJ | CLOCK_EndDescentToProfile_DecimalHour
110 | - | 35 | RTC state indicator ( normal = 0, failure = 1) | 1 | FLAG_RTCStatusOk_LOGICAL | status of the float internal Real Time Clock | FALSE | FLAG_RTCStatus_LOGICAL | real time clock status - 1= OK, 0=not OK
410 | - | 36 | number of entrance in profile target range (descent) | 1 | NUMBER_DescentToProfileEntriesInProfileMargin_COUNT | descent to profile pressure: number of entries in margin around profile pressure target - specifically, how many times the float enters the band of pressure surrounding the target profile pressure (generally +/- 30db) | TRUE | NUMBER_DescentToProfileEntriesInProfileMargin_COUNT | descent to profile pressure: number of entries in margin around profile pressure target - specifically, how many times the float enters the band of pressure surrounding the target profile pressure (generally +/- 30db)
509 | - | 38 | number of pump actions to lift up from ground | 1 |  |  | FALSE | NUMBER_PumpActionsToLeaveReleasingSystem_COUNT | Number of pump actions needed to leave the releasing system (float deployed in ASFAR (Autonomous System for Argo float Release) mode).
1000 | - | -1 | Number of tech messages received | 0 |  |  |  | TECH_AUX_NUMBER_TechnicalMessageReceived_COUNT | Number of times technical message has been received.
1001 | - | -1 | Argos data file time span | 0 |  |  |  | TECH_AUX_TIME_ArgosReceivedDataTimeSpan_HHMMSS | Time difference between first and last Argos float messages assigned to the cycle.
Note on F2: Auteur: in red: label to create in yellow: label exists but with different unit suffix